## Convert (hidden)
0
0
0
0
0
0
0
0
0
0
0
0
0
0
0
0
0
0
0
0
0
0
0
0
0
0
0
0
0
0
0
0
0
0
0
0
0
0
0
0
0
0
0
0
0
0
0
0
0
0
0
0
0
0
0
0
0
0
0
0
0
0
0
0
0
0
0
0
0
0
0
0
0
0
0
0
0
0
0
0
0
0
0
0
0
0
0
0
0
0
0
0
0
0
0
0
0
0
0
0
0
0
0
0
0
0
0
0
0
0
0
0
0
0
0
0
0
0
0
0
0
0
0
0
0
0
0
0
0
0
0
0
0
0
0
0
0
0

## All
System Function Blocks | SFB | 0 | CTU | IEC_TC | Count Up
System Function Blocks | SFB | 1 | CTD | IEC_TC | Count Down
System Function Blocks | SFB | 2 | CTUD | IEC_TC | Count Up/Down
System Function Blocks | SFB | 3 | TP | IEC_TC | Generate a Pulse
System Function Blocks | SFB | 4 | TON | IEC_TC | Generate an On Delay
System Function Blocks | SFB | 5 | TOF | IEC_TC | Generate an Off Delay
System Function Blocks | SFB | 8 | USEND | COM_FUNC | Uncoordinated Sending of Data
System Function Blocks | SFB | 9 | URCV | COM_FUNC | Uncoordinated Receiving of Data
System Function Blocks | SFB | 12 | BSEND | COM_FUNC | Sending Segmented Data
System Function Blocks | SFB | 13 | BRCV | COM_FUNC | Receiving Segmented Data
System Function Blocks | SFB | 14 | GET | COM_FUNC | Read Data from a Remote CPU
System Function Blocks | SFB | 15 | PUT | COM_FUNC | Write Data to a Remote CPU
System Function Blocks | SFB | 16 | PRINT | COM_FUNC | Send Data to Printer
System Function Blocks | SFB | 19 | START | COM_FUNC | Initiate a Warm or Cold Restart on a Remote Device
System Function Blocks | SFB | 20 | STOP | COM_FUNC | Changing a Remote Device to the STOP State
System Function Blocks | SFB | 21 | RESUME | COM_FUNC | Initiate a Hot Restart on a Remote Device
System Function Blocks | SFB | 22 | STATUS | COM_FUNC | Query the Status of a Remote Partner
System Function Blocks | SFB | 23 | USTATUS | COM_FUNC | Receive the Status of a Remote Device
System Function Blocks | SFB | 29 | HS_COUNT | COUNTERS | Counter (high-speed counter, integrated function) (only exist on the CPU 312 IFM and CPU 314 IFM)
System Function Blocks | SFB | 30 | FREQ_MES | COUNTERS | Frequency Meter (frequency meter, integrated function (only exist on the CPU 312 IFM and CPU 314 IFM)
System Function Blocks | SFB | 31 | NOTIFY_8P | COM_FUNC | Generating block related messages without acknowledgement indication
System Function Blocks | SFB | 32 | DRUM | TIMERS | Implement a Sequencer
System Function Blocks | SFB | 33 | ALARM | COM_FUNC | Generate Block-Related Messages with Acknowledgment Display
System Function Blocks | SFB | 34 | ALARM_8 | COM_FUNC | Generate Block-Related Messages without Values for 8 Signals
System Function Blocks | SFB | 35 | ALARM_8P | COM_FUNC | Generate Block-Related Messages with Values for 8 Signals
System Function Blocks | SFB | 36 | NOTIFY | COM_FUNC | Generate Block-Related Messages without Acknowledgment Display
System Function Blocks | SFB | 37 | AR_SEND | COM_FUNC | Send Archive Data
System Function Blocks | SFB | 38 | HSC_A_B | COUNTERS | Counter A/B (integrated function) (only exist on the CPU 314 IFM)
System Function Blocks | SFB | 39 | POS | ICONT | Position (integrated function) (only exist on the CPU 314 IFM)
System Function Blocks | SFB | 41 | CONT_C | ICONT | Continuous Control (only exist on the CPU 314 IFM)
System Function Blocks | SFB | 42 | CONT_S | ICONT | Step Control (only exist on the CPU 314 IFM)
System Function Blocks | SFB | 43 | PULSEGEN | ICONT | Pulse Generation (only exist on the CPU 314 IFM)
System Function Blocks | SFB | 44 | ANALOG | TEC_FUNC | Positioning with Analog Output (only exist on the S7-300C CPUs)
System Function Blocks | SFB | 46 | DIGITAL | TEC_FUNC | Positioning with Digital Output (only exist on the S7-300C CPUs)
System Function Blocks | SFB | 47 | COUNT | TEC_FUNC | Controlling the Counter (only exist on the S7-300C CPUs)
System Function Blocks | SFB | 48 | FREQUENC | TEC_FUNC | Controlling the Frequency Measurement (only exist on the S7-300C CPUs)
System Function Blocks | SFB | 49 | PULSE | TEC_FUNC | Controlling Pulse Width Modulation (only exist on the S7-300C CPUs)
System Function Blocks | SFB | 52 | RDREC | DP | Reading a Data Record
System Function Blocks | SFB | 53 | WRREC | DP | Writing a Data Record
System Function Blocks | SFB | 54 | RALRM | DP | Receiving an Interrupt
System Function Blocks | SFB | 60 | SEND_PTP | TEC_FUNC | Sending Data (ASCII, 3964(R)) (only exist on the S7-300C CPUs)
System Function Blocks | SFB | 61 | RECV_PTP | TEC_FUNC | Receiving Data (ASCII, 3964(R)) (only exist on the S7-300C CPUs)
System Function Blocks | SFB | 62 | RES_RECV | TEC_FUNC | Deleting the Receive Buffer (ASCII, 3964(R)) (only exist on the S7-300C CPUs)
System Function Blocks | SFB | 63 | SEND_RK | TEC_FUNC | Sending Data (RK 512) (only exist on the S7-300C CPUs)
System Function Blocks | SFB | 64 | FETCH_RK | TEC_FUNC | Fetching Data (RK 512) (only exist on the S7-300C CPUs)
System Function Blocks | SFB | 65 | SERVE_RK | TEC_FUNC | Receiving and Providing Data (RK 512) (only exist on the S7-300C CPUs)
System Function Blocks | SFB | 75 | SALRM | DP | Send interrupt to DP master
System Function Blocks | SFB | 81 | RD_DPAR | IO_FUNCT | Read Predefined Parameter
System Function Blocks | SFC | 0 | SET_CLK | CLK_FUNC | Set System Clock
System Function Blocks | SFC | 1 | READ_CLK | CLK_FUNC | Read System Clock
System Function Blocks | SFC | 2 | SET_RTM | CLK_FUNC | Set Run-time Meter
System Function Blocks | SFC | 3 | CTRL_RTM | CLK_FUNC | Start/Stop Run-time Meter
System Function Blocks | SFC | 4 | READ_RTM | CLK_FUNC | Read Run-time Meter
System Function Blocks | SFC | 5 | GADR_LGC | IO_FUNCT | Query Logical Address of a Channel
System Function Blocks | SFC | 6 | RD_SINFO | DB_FUNCT | Read OB Start Information
System Function Blocks | SFC | 7 | DP_PRAL | DP | Trigger a Hardware Interrupt on the DP Master
System Function Blocks | SFC | 9 | EN_MSG | COM_FUNC | Enable Block-Related, Symbol-Related and Group Status Messages
System Function Blocks | SFC | 10 | DIS_MSG | COM_FUNC | Disable Block-Related, Symbol-Related and Group Status Messages
System Function Blocks | SFC | 11 | DPSYC_FR | DP | Synchronize Groups of DP Slaves
System Function Blocks | SFC | 12 | D_ACT_DP | DP | Deactivation and activation of DP slaves
System Function Blocks | SFC | 13 | DPNRM_DG | DIAGNSTC | Read Diagnostic Data of a DP Slave (Slave Diagnostics)
System Function Blocks | SFC | 14 | DPRD_DAT | DP | Read Consistent Data of a Standard DP Slave
System Function Blocks | SFC | 15 | DPWR_DAT | DP | Write Consistent Data to a DP Standard Slave
System Function Blocks | SFC | 17 | ALARM_SQ | PMC_FUNC | Generate Acknowledgeable Block-Related Messages
System Function Blocks | SFC | 18 | ALARM_S | PMC_FUNC | Generate Permanently Acknowledged Block-Related Messages
System Function Blocks | SFC | 19 | ALARM_SC | PMC_FUNC | Query the Acknowledgment Status of the last ALARM_SQ Entering State Message
System Function Blocks | SFC | 20 | BLKMOV | MOVE | Copy Variables
System Function Blocks | SFC | 21 | FILL | MOVE | Initialize a Memory Area
System Function Blocks | SFC | 22 | CREAT_DB | DB_FUNCT | Create Data Block
System Function Blocks | SFC | 23 | DEL_DB | DB_FUNCT | Delete Data Block
System Function Blocks | SFC | 24 | TEST_DB | DB_FUNCT | Test Data Block
System Function Blocks | SFC | 25 | COMPRESS | DB_FUNCT | Compress the User Memory
System Function Blocks | SFC | 26 | UPDAT_PI | IO_FUNCT | Update the Process Image Update Table
System Function Blocks | SFC | 27 | UPDAT_PO | IO_FUNCT | Update the Process Image Output Table
System Function Blocks | SFC | 28 | SET_TINT | PGM_CNTL | Set Time-of-Day Interrupt
System Function Blocks | SFC | 29 | CAN_TINT | PGM_CNTL | Cancel Time-of-Day Interrupt
System Function Blocks | SFC | 30 | ACT_TINT | PGM_CNTL | Activate Time-of-Day Interrupt
System Function Blocks | SFC | 31 | QRY_TINT | PGM_CNTL | Query Time-of-Day Interrupt
System Function Blocks | SFC | 32 | SRT_DINT | PGM_CNTL | Start Time-Delay Interrupt
System Function Blocks | SFC | 33 | CAN_DINT | PGM_CNTL | Cancel Time-Delay Interrupt
System Function Blocks | SFC | 34 | QRY_DINT | PGM_CNTL | Query Time-Delay Interrupt
System Function Blocks | SFC | 35 | MP_ALM | PGM_CNTL | Trigger Multicomputing Interrupt
System Function Blocks | SFC | 36 | MSK_FLT | DIAGNSTC | Mask Synchronous Errors
System Function Blocks | SFC | 37 | DMSK_FLT | DIAGNSTC | Unmask Synchronous Errors
System Function Blocks | SFC | 38 | READ_ERR | DIAGNSTC | Read Error Register
System Function Blocks | SFC | 39 | DIS_IRT | IRT_FUNC | Disable New Interrupts and Asynchronous Errors
System Function Blocks | SFC | 40 | EN_IRT | IRT_FUNC | Enable New Interrupts and Asynchronous Errors
System Function Blocks | SFC | 41 | DIS_AIRT | IRT_FUNC | Delay Higher Priority Interrupts and Asynchronous Errors
System Function Blocks | SFC | 42 | EN_AIRT | IRT_FUNC | Enable Higher Priority Interrupts and Asynchronous Errors
System Function Blocks | SFC | 43 | RE_TRIGR | PGM_CNTL | Re-trigger Cycle Time Monitoring
System Function Blocks | SFC | 44 | REPL_VAL | DIAGNSTC | Transfer Substitute Value to Accumulator 1
System Function Blocks | SFC | 46 | STP | PGM_CNTL | Change the CPU to STOP
System Function Blocks | SFC | 47 | WAIT | PGM_CNTL | Delay Execution of the User Program
System Function Blocks | SFC | 48 | SNC_RTCB | CLK_FUNC | Synchronize Slave Clocks
System Function Blocks | SFC | 49 | LGC_GADR | IO_FUNCT | Query the Module Slot Belonging to a Logical Address
System Function Blocks | SFC | 50 | RD_LGADR | IO_FUNCT | Query all Logical Addresses of a Module
System Function Blocks | SFC | 51 | RDSYSST | DIAGNSTC | Read a System Status List or Partial List
System Function Blocks | SFC | 52 | WR_USMSG | DIAGNSTC | Write a User-Defined Diagnostic Event to the Diagnostic Buffer
System Function Blocks | SFC | 54 | RD_PARM | IO_FUNCT | Read Defined Parameters
System Function Blocks | SFC | 55 | WR_PARM | IO_FUNCT | Write Dynamic Parameters
System Function Blocks | SFC | 56 | WR_DPARM | IO_FUNCT | Write Default Parameters
System Function Blocks | SFC | 57 | PARM_MOD | IO_FUNCT | Assign Parameters to a Module
System Function Blocks | SFC | 58 | WR_REC | IO_FUNCT | Write a Data Record
System Function Blocks | SFC | 59 | RD_REC | IO_FUNCT | Read a Data Record
System Function Blocks | SFC | 60 | GD_SND | COM_FUNC | Send a GD Packet
System Function Blocks | SFC | 61 | GD_RCV | COM_FUNC | Fetch a Received GD Packet
System Function Blocks | SFC | 62 | CONTROL | COM_FUNC | Query the Status of a Connection Belonging to a Communication SFB Instance
System Function Blocks | SFC | 63 | AB_CALL | PLASTICS | Assembly Code Block (only exists for CPU 614)
System Function Blocks | SFC | 64 | TIME_TCK | CLK_FUNC | Read the System Time
System Function Blocks | SFC | 65 | X_SEND | COM_FUNC | Send Data to a Communication Partner outside the Local S7 Station
System Function Blocks | SFC | 66 | X_RCV | COM_FUNC | Receive Data from a Communication Partner outside the Local S7 Station
System Function Blocks | SFC | 67 | X_GET | COM_FUNC | Read Data from a Communication Partner outside the Local S7 Station
System Function Blocks | SFC | 68 | X_PUT | COM_FUNC | Write Data to a Communication Partner outside the Local S7 Station
System Function Blocks | SFC | 69 | X_ABORT | COM_FUNC | Abort an Existing Connection to a Communication Partner outside the Local S7 Station
System Function Blocks | SFC | 70 | GEO_LOG | IO_FUNCT | Determine Start Address of a Module
System Function Blocks | SFC | 71 | LOG_GEO | IO_FUNCT | Determine the Slot Belonging to a Logical Address
System Function Blocks | SFC | 72 | I_GET | COM_FUNC | Read Data from a Communication Partner within the Local S7 Station
System Function Blocks | SFC | 73 | I_PUT | COM_FUNC | Write Data to a Communication Partner within the Local S7 Station
System Function Blocks | SFC | 74 | I_ABORT | COM_FUNC | Abort an Existing Connection to a Communication Partner within the Local S7 Station
System Function Blocks | SFC | 78 | OB_RT | DIAGNSTC | Determine OB program runtime
System Function Blocks | SFC | 79 | SET | BIT_LOGC | Set a Range of Outputs
System Function Blocks | SFC | 80 | RSET | BIT_LOGC | Reset a Range of Outputs
System Function Blocks | SFC | 81 | UBLKMOV | MOVE | Uninterruptible Block Move
System Function Blocks | SFC | 82 | CREA_DBL | DB_CTRL | Create a Data Block in the Load Memory
System Function Blocks | SFC | 83 | READ_DBL | DB_CTRL | Read from a Data Block in Load Memory
System Function Blocks | SFC | 84 | WRIT_DBL | DB_CTRL | Write from a Data Block in Load Memory
System Function Blocks | SFC | 85 | CREA_DB | DB_FUNCT | Create a Data Block
System Function Blocks | SFC | 87 | C_DIAG | COM_FUNC | Diagnosis of the Actual Connection Status
System Function Blocks | SFC | 90 | H_CTRL | HF_FUNCT | Control Operation in H Systems
System Function Blocks | SFC | 100 | SET_CLKS | CLK_FUNC | Setting the Time-of-Day and the TOD Status
System Function Blocks | SFC | 101 | RTM | CLK_FUNC | Handling runtime meters
System Function Blocks | SFC | 102 | RD_DPARA | IO_FUNCT | Redefined Parameters
System Function Blocks | SFC | 103 | DP_TOPOL | DP | Identifying the bus topology in a DP master system
System Function Blocks | SFC | 104 | CIR | PGM_CNTL | Controlling CiR
System Function Blocks | SFC | 105 | READ_SI | PMC_FUNC | Reading Dynamic System Resources
System Function Blocks | SFC | 106 | DEL_SI | PMC_FUNC | Deleting Dynamic System Resources
System Function Blocks | SFC | 107 | ALARM_DQ | PMC_FUNC | Generating Always Acknowledgeable and Block-Related Messages
System Function Blocks | SFC | 108 | ALARM_D | PMC_FUNC | Generating Always Acknowledgeable and Block-Related Messages
System Function Blocks | SFC | 112 | PN_IN | PROFIne2 | Update inputs in the user program interface of PROFInet components
System Function Blocks | SFC | 113 | PN_OUT | PROFIne2 | Update outputs in the user program interface of PROFInet components
System Function Blocks | SFC | 114 | PN_DP | PROFIne2 | Update DP interconnections
System Function Blocks | SFC | 126 | SYNC_PI | IO_FUNCT | Update process image partition input table in synchronous cycle
System Function Blocks | SFC | 127 | SYNC_PO | IO_FUNCT | Update process image partition output table in synchronous cycle
S5-S7 Converting Blocks | FC | 61 | GP_FPGP | S5_CNVRT | Change fixed point number to floating point number
S5-S7 Converting Blocks | FC | 62 | GP_GPFP | S5_CNVRT | Change floating point number to fixed point number
S5-S7 Converting Blocks | FC | 63 | GP_ADD | S5_CNVRT | Add floating point numbers
S5-S7 Converting Blocks | FC | 64 | GP_SUB | S5_CNVRT | Subtract floating point numbers
S5-S7 Converting Blocks | FC | 65 | GP_MUL | S5_CNVRT | Multiply floating point number
S5-S7 Converting Blocks | FC | 66 | GP_DIV | S5_CNVRT | Divide floating point numbers
S5-S7 Converting Blocks | FC | 67 | GP_VGL | S5_CNVRT | Compare floating point numbers
S5-S7 Converting Blocks | FC | 68 | RAD_GP | S5_CNVRT | Extract root of floating point numbers
S5-S7 Converting Blocks | FC | 69 | MLD_TG | S5_CNVRT | Clock generator
S5-S7 Converting Blocks | FC | 70 | MLD_TGZ | S5_CNVRT | Clock generator (timing element)
S5-S7 Converting Blocks | FC | 71 | MLD_EZW | S5_CNVRT | Message of first value with single flashing light, wordwise, A
S5-S7 Converting Blocks | FC | 72 | MLD_EDW | S5_CNVRT | Message of first value with double flashing light, wordwise, A
S5-S7 Converting Blocks | FC | 73 | MLD_SAMW | S5_CNVRT | Collected message, wordwise (sound alert)
S5-S7 Converting Blocks | FC | 74 | MLD_SAM | S5_CNVRT | Collected message, bitwise
S5-S7 Converting Blocks | FC | 75 | MLD_EZ | S5_CNVRT | Message of first value with single flashing light, bitwise, A
S5-S7 Converting Blocks | FC | 78 | MLD_EDWK | S5_CNVRT | Message of first value with double flashing light, wordwise, A+M
S5-S7 Converting Blocks | FC | 79 | MLD_EZK | S5_CNVRT | Message of first value with single flashing light, bitwise, A+M
S5-S7 Converting Blocks | FC | 80 | MLD_EDK | S5_CNVRT | Message of first value with double flashing light, bitwise, A+M
S5-S7 Converting Blocks | FC | 81 | COD_B4 | S5_CNVRT | Change BCD number to 16 bit dual number
S5-S7 Converting Blocks | FC | 82 | COD_16 | S5_CNVRT | Change 16 bit dual number to BCD number
S5-S7 Converting Blocks | FC | 83 | MUL_16 | S5_CNVRT | Multiply 16 bit dual numbers
S5-S7 Converting Blocks | FC | 84 | DIV_16 | S5_CNVRT | Divide 16 bit dual numbers
S5-S7 Converting Blocks | FC | 85 | ADD_32 | S5_CNVRT | Add 32 bit dual numbers
S5-S7 Converting Blocks | FC | 86 | SUB_32 | S5_CNVRT | Subtract 32 bit dual numbers
S5-S7 Converting Blocks | FC | 87 | MUL_32 | S5_CNVRT | Multiply 32 bit dual numbers
S5-S7 Converting Blocks | FC | 88 | DIV_32 | S5_CNVRT | Divide 32 bit dual numbers
S5-S7 Converting Blocks | FC | 89 | RAD_16 | S5_CNVRT | Extract roots of 16 bit dual numbers
S5-S7 Converting Blocks | FC | 90 | REG_SCHB | S5_CNVRT | Bi-directional shift register, bitwise
S5-S7 Converting Blocks | FC | 91 | REG_SCHW | S5_CNVRT | Bi-directional shift register, wordwise
S5-S7 Converting Blocks | FC | 92 | REG_FIFO | S5_CNVRT | Buffer memory (FIFO)
S5-S7 Converting Blocks | FC | 93 | REG_LIFO | S5_CNVRT | Stack register (LIFO)
S5-S7 Converting Blocks | FC | 94 | DB_COPY1 | S5_CNVRT | Copy data block, direct assignment of parameters
S5-S7 Converting Blocks | FC | 95 | DB_COPY2 | S5_CNVRT | Copy data block, indirect assignment of parameterization
S5-S7 Converting Blocks | FC | 96 | RETTEN | S5_CNVRT | Save scratchpad memory
S5-S7 Converting Blocks | FC | 97 | LADEN | S5_CNVRT | Load scratchpad memory
S5-S7 Converting Blocks | FC | 98 | COD_B8 | S5_CNVRT | Change BCD number to 32 bit dual number
S5-S7 Converting Blocks | FC | 99 | COD_32 | S5_CNVRT | Change 32 bit dual number to BCD number
S5-S7 Converting Blocks | FC | 100 | AE_460_1 | S5_CNVRT | Read analog value
S5-S7 Converting Blocks | FC | 101 | AE_460_2 | S5_CNVRT | Read analog value
S5-S7 Converting Blocks | FC | 102 | AE_463_1 | S5_CNVRT | Read analog value
S5-S7 Converting Blocks | FC | 103 | AE_463_2 | S5_CNVRT | Read analog value
S5-S7 Converting Blocks | FC | 104 | AE_464_1 | S5_CNVRT | Read analog value
S5-S7 Converting Blocks | FC | 105 | AE_464_2 | S5_CNVRT | Read analog value
S5-S7 Converting Blocks | FC | 106 | AE_466_1 | S5_CNVRT | Read analog value
S5-S7 Converting Blocks | FC | 107 | AE_466_2 | S5_CNVRT | Read analog value
S5-S7 Converting Blocks | FC | 108 | RLG_AA1 | S5_CNVRT | Output analog value
S5-S7 Converting Blocks | FC | 109 | RLG_AA2 | S5_CNVRT | Output analog value
S5-S7 Converting Blocks | FC | 110 | PER_ET1 | S5_CNVRT | Read and Write for extended periphery (direct assignment of parameters)
S5-S7 Converting Blocks | FC | 111 | PER_ET2 | S5_CNVRT | Read and Write for extended periphery (indirect assignment of parameters)
S5-S7 Converting Blocks | FC | 112 | SINUS | S5_CNVRT | Sine (x)
S5-S7 Converting Blocks | FC | 113 | COSINUS | S5_CNVRT | Cosine (x)
S5-S7 Converting Blocks | FC | 114 | TANGENS | S5_CNVRT | Tangent (x)
S5-S7 Converting Blocks | FC | 115 | COTANG | S5_CNVRT | Cotangent (x)
S5-S7 Converting Blocks | FC | 116 | ARCSIN | S5_CNVRT | Arc sine (x)
S5-S7 Converting Blocks | FC | 117 | ARCCOS | S5_CNVRT | Arc cosine (x)
S5-S7 Converting Blocks | FC | 118 | ARCTAN | S5_CNVRT | Arc tangent (x)
S5-S7 Converting Blocks | FC | 119 | ARCCOT | S5_CNVRT | Arc cotangens (x)
S5-S7 Converting Blocks | FC | 120 | LN_X | S5_CNVRT | Natural logarithm ln (x)
S5-S7 Converting Blocks | FC | 121 | LG_X | S5_CNVRT | Decade logarithm Iog (x)
S5-S7 Converting Blocks | FC | 122 | B_LOG_X | S5_CNVRT | General logarithm Iog (x) to basis b
S5-S7 Converting Blocks | FC | 123 | E_H_N | S5_CNVRT | e to the power of n
S5-S7 Converting Blocks | FC | 124 | ZEHN_H_N | S5_CNVRT | 10 to the power of n
S5-S7 Converting Blocks | FC | 125 | A2_H_A1 | S5_CNVRT | AKKU 2 to the power of AKKU 1
IEC Function Blocks | FC | 1 | AD_DT_TM | IEC | Point Math Add duration to a time
IEC Function Blocks | FC | 2 | CONCAT | IEC | Combine two STRING variables
IEC Function Blocks | FC | 3 | D_TOD_DT | IEC | Combine DATE and TIME_OF_DAY to DT
IEC Function Blocks | FC | 4 | DELETE | IEC | Delete in a STRING variable
IEC Function Blocks | FC | 5 | DI_STRNG | IEC | Data type conversion DINT to STRING
IEC Function Blocks | FC | 6 | DT_DATE | IEC | Extract the DATE from DT
IEC Function Blocks | FC | 7 | DT_DAY | IEC | Extract the day of the week from DT
IEC Function Blocks | FC | 8 | DT_TOD | IEC | Extract the TIME_OF_DAY from DT
IEC Function Blocks | FC | 9 | EQ_DT | IEC | Compare DT for equal
IEC Function Blocks | FC | 10 | EQ_STRNG | IEC | Compare STRING for equal
IEC Function Blocks | FC | 11 | FIND | IEC | Find in a STRING variable
IEC Function Blocks | FC | 12 | GE_DT | IEC | Compare DT for greater than or equal
IEC Function Blocks | FC | 13 | GE_STRNG | IEC | Compare STRING for greater than or equal
IEC Function Blocks | FC | 14 | GT_DT | IEC | Compare DT for greater than
IEC Function Blocks | FC | 15 | GT_STRNG | IEC | Compare STRING for greater than
IEC Function Blocks | FC | 16 | I_STRNG | IEC | Data type conversion INT to STRING
IEC Function Blocks | FC | 17 | INSERT | IEC | Insert in a STRING variable
IEC Function Blocks | FC | 18 | LE_DT | IEC | Compare DT for smaller than or equal
IEC Function Blocks | FC | 19 | LE_STRNG | IEC | Compare STRING for smaller than or equal
IEC Function Blocks | FC | 20 | LEFT | IEC | Left part of a STRING variable
IEC Function Blocks | FC | 21 | LEN | IEC | Length of a STRING variable
IEC Function Blocks | FC | 22 | LIMIT | IEC | Point Math Limit
IEC Function Blocks | FC | 23 | LT_DT | IEC | Compare DT for smaller than
IEC Function Blocks | FC | 24 | LT_STRNG | IEC | Compare STRING for smaller than
IEC Function Blocks | FC | 25 | MAX | IEC | Point Math Select maximum
IEC Function Blocks | FC | 26 | MID | IEC | Middle part of a STRING variable
IEC Function Blocks | FC | 27 | MIN | IEC | Point Math Select minimum
IEC Function Blocks | FC | 28 | NE_DT | IEC | Compare DT for unequal
IEC Function Blocks | FC | 29 | NE_STRNG | IEC | Compare STRING for unequal
IEC Function Blocks | FC | 30 | R_STRNG | IEC | Data type conversion REAL to STRING
IEC Function Blocks | FC | 31 | REPLACE | IEC | Replace in a STRING variable
IEC Function Blocks | FC | 32 | RIGHT | IEC | Right part of a STRING variable
IEC Function Blocks | FC | 33 | S5TI_TIM | IEC | Data type conversion S5TIME to TIME
IEC Function Blocks | FC | 34 | SB_DT_DT | IEC | Point Math Subtract two time values
IEC Function Blocks | FC | 35 | SB_DT_TM | IEC | Point Math Subtract duration from a time
IEC Function Blocks | FC | 36 | SEL | IEC | Point Math Binary selection
IEC Function Blocks | FC | 37 | STRNG_DI | IEC | Data type conversion STRING to DINT
IEC Function Blocks | FC | 38 | STRNG_I | IEC | Data type conversion STRING to INT
IEC Function Blocks | FC | 39 | STRNG_R | IEC | Data type conversion STRING to REAL
IEC Function Blocks | FC | 40 | TIM_S5TI | IEC | Data type conversion TIME to S5TIME
PID Control Blocks | FB | 41 | CONT_C | ICONT | Continuous Control
PID Control Blocks | FB | 42 | CONT_S | ICONT | Step Control
PID Control Blocks | FB | 43 | PULSEGEN | ICONT | Pulse Generation
PID Control Blocks | FB | 58 | TCONT_CP | CONTROL | Temperature Continuous Controller
PID Control Blocks | FB | 59 | TCONT_S | CONTROL | Temperature Step Controller
SIMATIC_NET_CP | FB | 2 | IDENTIFY | CP_300 | For checking device properties
SIMATIC_NET_CP | FB | 3 | READ | CP_300 | Reads data from a data area of the communication partner specified by a name or index depending on the assignment of parameters for the job.
SIMATIC_NET_CP | FB | 4 | REPORT | CP_300 | Allows unconfirmed transmission of variables by an FMS server.
SIMATIC_NET_CP | FB | 5 | STATUS | CP_300 | allows status information to be requested from the communications partner on the specified FMS connection.
SIMATIC_NET_CP | FB | 6 | WRITE | CP_300 | Transfers data from a specified local data area to a data area on the communication partner.
Communication Blocks | FB | 8 | USEND | CP_300 | Uncoordinated Sending of Data
Communication Blocks | FB | 9 | URCV | CP_300 | Uncoordinated Receiving of Data
Communication Blocks | FB | 12 | BSEND | CP_300 | Sending Segmented Data
Communication Blocks | FB | 13 | BRCV | CP_300 | Receiving Segmented Data
Communication Blocks | FB | 14 | GET | CP_300 | Read Data from a Remote CPU
Communication Blocks | FB | 15 | PUT | CP_300 | Write Data to a Remote CPU
Communication Blocks | FB | 20 | GETIO | IO_FUNCT | Read All Inputs of a DP Standard Slave/PROFINET IO Device
Communication Blocks | FB | 21 | SETIO | IO_FUNCT | Write All Outputs of a DP Standard Slave/PROFINET IO Device
Communication Blocks | FB | 22 | GETIO_PART | IO_FUNCT | Read a Part of the Inputs of a DP Standard Slave/PROFINET IO Device
Communication Blocks | FB | 23 | SETIO_PART | IO_FUNCT | Write a Part of the Outputs of a DP Standard Slave/PROFINET IO Device
| FB | 55 | IP_CONFIG | CP_300 | Transfers a configuration data block (CONF_DB) containing connection data for an Ethernet CP.
Communication Blocks | FB | 63 | TSEND | COMM | Sending Data via TCP native and ISO on TCP
Communication Blocks | FB | 64 | TRCV | COMM | Receiving Data via TCP native and ISO on TCP
Communication Blocks | FB | 65 | TCON | COMM | Establishing a Connection using TCP native and ISO on TCP
Communication Blocks | FB | 66 | TDISCON | COMM | Terminating a Connection using TCP native and ISO on TCP
Communication Blocks | FB | 67 | TUSEND | COMM | Sending Data via UDP
Communication Blocks | FB | 68 | TURCV | COMM | Receiving Data via UDP
Communication Blocks | FC | 1 | DP_SEND | CP_300 | transfers data to the PROFIBUS CP
Communication Blocks | FC | 2 | DP_RECV | CP_300 | receives data on PROFIBUS
Communication Blocks | FC | 3 | DP_DIAG | CP_300 | used to request diagnostic information
Communication Blocks | FC | 4 | DP_CTRL | CP_300 | transfers control jobs to the PROFIBUS CP
SIMATIC_NET_CP | FC | 5 | AG_SEND | CP_300 | data by means of a configured connection to the communication partner (<= 240 bytes).
SIMATIC_NET_CP | FC | 6 | AG_RECV | CP_300 | data by means of a configured connection from the communication partner (<= 240 bytes, not email).
SIMATIC_NET_CP | FC | 7 | AG_LOCK | CP_300 | the external data access by means of FETCH/WRITE (not for UDP, email).
SIMATIC_NET_CP | FC | 8 | AG_UNLOCK | CP_300 | the external data access by means of FETCH/WRITE (not for UDP, email).
SIMATIC_NET_CP | FC | 10 | AG_CNTRL | CP_300 | allows you to diagnose connections. When necessary, you can reinitialize connection establishment using the FC.
SIMATIC_NET_CP | FC | 11 | PNIO_SEND | CP_300 | used for data transfer in the CP modes PROFINET IO controller or PROFINET IO device.
SIMATIC_NET_CP | FC | 12 | PNIO_RECV | CP_300 | used to receive data in the CP modes PROFINET IO controller or PROFINET IO device.
SIMATIC_NET_CP | FC | 40 | FTP_CONNECT | CP_300 | Establish an FTP connection
SIMATIC_NET_CP | FC | 41 | FTP_STORE | CP_300 | Store a file on the FTP server
SIMATIC_NET_CP | FC | 42 | FTP_RETRIEVE | CP_300 | Retrieve a file from the FTP server
SIMATIC_NET_CP | FC | 43 | FTP_DELETE | CP_300 | Delete a file on the FTP server
SIMATIC_NET_CP | FC | 44 | FTP_QUIT | CP_300 | Enable an FTP connection
SIMATIC_NET_CP | FC | 50 | AG_LSEND | CP_300 | data by means of a configured connection to the communication partner.
SIMATIC_NET_CP | FC | 60 | AG_LRECV | CP_300 | data by means of a configured connection from the communication partner (not email).
Communication Blocks | FC | 62 | C_CNTRL | CP_300 | Query a connection status for S7-300
TI-S7 Converting Blocks | FB | 80 | LEAD_LAG | CONVERT | Lead/Lag Algorithm
TI-S7 Converting Blocks | FB | 81 | DCAT | TIMERS | Discrete Control Alarm Timer
TI-S7 Converting Blocks | FB | 82 | MCAT | TIMERS | Motor Control Alarm Timer
TI-S7 Converting Blocks | FB | 83 | IMC | COMPARE | Index Matrix Compare
TI-S7 Converting Blocks | FB | 84 | SMC | COMPARE | Scan Matrix Compare
TI-S7 Converting Blocks | FB | 85 | DRUM | TIMERS | Event Maskable Drum
TI-S7 Converting Blocks | FB | 86 | PACK | MOVE | Pack Data
TI-S7 Converting Blocks | FC | 80 | TONR | TIMERS | Software Timer On Delay—Retentive
TI-S7 Converting Blocks | FC | 81 | IBLKMOV | MOVE | Indirect Block Move
TI-S7 Converting Blocks | FC | 82 | RSET | BIT_LOGC | Reset Range of Outputs
TI-S7 Converting Blocks | FC | 83 | SET | BIT_LOGC | Set Range of Outputs
TI-S7 Converting Blocks | FC | 84 | ATT | TABLE | Add to Table
TI-S7 Converting Blocks | FC | 85 | FIFO | TABLE | First In/First Out Unload Table
TI-S7 Converting Blocks | FC | 86 | TBL_FIND | TABLE | Table Find
TI-S7 Converting Blocks | FC | 87 | LIFO | TABLE | Last In/First Out Unload Table
TI-S7 Converting Blocks | FC | 88 | TBL | TABLE | Table
TI-S7 Converting Blocks | FC | 89 | TBL_WRD | TABLE | Move Table to Word
TI-S7 Converting Blocks | FC | 90 | WSR | SHIFT | Word Shift Register
TI-S7 Converting Blocks | FC | 91 | WRD_TBL | TABLE | Word to Table
TI-S7 Converting Blocks | FC | 92 | SHRB | SHIFT | Bit Shift Register
TI-S7 Converting Blocks | FC | 93 | SEG | CONVERT | Seven Segment Decoder
TI-S7 Converting Blocks | FC | 94 | ATH | CONVERT | ASCII to Hex
TI-S7 Converting Blocks | FC | 95 | HTA | CONVERT | Hex to ASCII
TI-S7 Converting Blocks | FC | 96 | ENCO | CONVERT | Encode Binary Position
TI-S7 Converting Blocks | FC | 97 | DECO | CONVERT | Decode Binary Position
TI-S7 Converting Blocks | FC | 98 | BCDCPL | CONVERT | Ten’s Complement
TI-S7 Converting Blocks | FC | 99 | BITSUM | CONVERT | Sum Number of Bits
TI-S7 Converting Blocks | FC | 100 | RSETI | BIT_LOGC | Reset Range of Immediate Outputs
TI-S7 Converting Blocks | FC | 101 | SETI | BIT_LOGC | Set Range of Immediate Outputs
TI-S7 Converting Blocks | FC | 102 | DEV | MATH_FP | Standard Deviation
TI-S7 Converting Blocks | FC | 103 | CDT | TABLE | Correlated Data Table
TI-S7 Converting Blocks | FC | 104 | TBL_TBL | TABLE | Table to Table
TI-S7 Converting Blocks | FC | 105 | SCALE | CONVERT | Scaling Values
TI-S7 Converting Blocks | FC | 106 | UNSCALE | CONVERT | Unscaling Values
Miscellaneous Blocks | FB | 60 | SET_SW | TIMEFUNC | supports the summertime/wintertime changeover in CPUs that do not have the time status. For this purpose it sets the CPU clock to the current time and according to the changeover rules in the Control DB.
Miscellaneous Blocks | FB | 61 | SET_SW_S | TIMEFUNC | supports the summertime/wintertime changeover in CPUs that do have the time status. For this purpose it sets the time status to the current time and according to the changeover rules in the Control DB.
Miscellaneous Blocks | FB | 62 | TIMESTMP | TIMEFUNC | transfers the time-stamped messages of an IM153-2 into its instance DB.
Miscellaneous Blocks | FC | 60 | LOC_TIME | TIMEFUNC | reads the time status or time of the CPU and calculates the local time. It is therefore only useful on CPUs with time status.
Miscellaneous Blocks | FC | 61 | BT_LT | TIMEFUNC | calculates the local time from the base time given at the input.
Miscellaneous Blocks | FC | 62 | LT_BT | TIMEFUNC | calculates the base time from the local time given at the input.
Miscellaneous Blocks | FC | 63 | S_LTINT | TIMEFUNC | sets the required time interrupt to the preset time. This time is given in local time.

## All by Block
SIMATIC_NET_CP | FB | 2 | IDENTIFY | CP_300 | For checking device properties
SIMATIC_NET_CP | FB | 3 | READ | CP_300 | Reads data from a data area of the communication partner specified by a name or index depending on the assignment of parameters for the job.
SIMATIC_NET_CP | FB | 4 | REPORT | CP_300 | Allows unconfirmed transmission of variables by an FMS server.
SIMATIC_NET_CP | FB | 5 | STATUS | CP_300 | allows status information to be requested from the communications partner on the specified FMS connection.
SIMATIC_NET_CP | FB | 6 | WRITE | CP_300 | Transfers data from a specified local data area to a data area on the communication partner.
Communication Blocks | FB | 8 | USEND | CP_300 | Uncoordinated Sending of Data
Communication Blocks | FB | 9 | URCV | CP_300 | Uncoordinated Receiving of Data
Communication Blocks | FB | 12 | BSEND | CP_300 | Sending Segmented Data
Communication Blocks | FB | 13 | BRCV | CP_300 | Receiving Segmented Data
Communication Blocks | FB | 14 | GET | CP_300 | Read Data from a Remote CPU
Communication Blocks | FB | 15 | PUT | CP_300 | Write Data to a Remote CPU
Communication Blocks | FB | 20 | GETIO | IO_FUNCT | Read All Inputs of a DP Standard Slave/PROFINET IO Device
Communication Blocks | FB | 21 | SETIO | IO_FUNCT | Write All Outputs of a DP Standard Slave/PROFINET IO Device
Communication Blocks | FB | 22 | GETIO_PART | IO_FUNCT | Read a Part of the Inputs of a DP Standard Slave/PROFINET IO Device
Communication Blocks | FB | 23 | SETIO_PART | IO_FUNCT | Write a Part of the Outputs of a DP Standard Slave/PROFINET IO Device
PID Control Blocks | FB | 41 | CONT_C | ICONT | Continuous Control
PID Control Blocks | FB | 42 | CONT_S | ICONT | Step Control
PID Control Blocks | FB | 43 | PULSEGEN | ICONT | Pulse Generation
| FB | 55 | IP_CONFIG | CP_300 | Transfers a configuration data block (CONF_DB) containing connection data for an Ethernet CP.
PID Control Blocks | FB | 58 | TCONT_CP | CONTROL | Temperature Continuous Controller
PID Control Blocks | FB | 59 | TCONT_S | CONTROL | Temperature Step Controller
Miscellaneous Blocks | FB | 60 | SET_SW | TIMEFUNC | supports the summertime/wintertime changeover in CPUs that do not have the time status. For this purpose it sets the CPU clock to the current time and according to the changeover rules in the Control DB.
Miscellaneous Blocks | FB | 61 | SET_SW_S | TIMEFUNC | supports the summertime/wintertime changeover in CPUs that do have the time status. For this purpose it sets the time status to the current time and according to the changeover rules in the Control DB.
Miscellaneous Blocks | FB | 62 | TIMESTMP | TIMEFUNC | transfers the time-stamped messages of an IM153-2 into its instance DB.
Communication Blocks | FB | 63 | TSEND | COMM | Sending Data via TCP native and ISO on TCP
Communication Blocks | FB | 64 | TRCV | COMM | Receiving Data via TCP native and ISO on TCP
Communication Blocks | FB | 65 | TCON | COMM | Establishing a Connection using TCP native and ISO on TCP
Communication Blocks | FB | 66 | TDISCON | COMM | Terminating a Connection using TCP native and ISO on TCP
Communication Blocks | FB | 67 | TUSEND | COMM | Sending Data via UDP
Communication Blocks | FB | 68 | TURCV | COMM | Receiving Data via UDP
TI-S7 Converting Blocks | FB | 80 | LEAD_LAG | CONVERT | Lead/Lag Algorithm
TI-S7 Converting Blocks | FB | 81 | DCAT | TIMERS | Discrete Control Alarm Timer
TI-S7 Converting Blocks | FB | 82 | MCAT | TIMERS | Motor Control Alarm Timer
TI-S7 Converting Blocks | FB | 83 | IMC | COMPARE | Index Matrix Compare
TI-S7 Converting Blocks | FB | 84 | SMC | COMPARE | Scan Matrix Compare
TI-S7 Converting Blocks | FB | 85 | DRUM | TIMERS | Event Maskable Drum
TI-S7 Converting Blocks | FB | 86 | PACK | MOVE | Pack Data
IEC Function Blocks | FC | 1 | AD_DT_TM | IEC | Point Math Add duration to a time
Communication Blocks | FC | 1 | DP_SEND | CP_300 | transfers data to the PROFIBUS CP
IEC Function Blocks | FC | 2 | CONCAT | IEC | Combine two STRING variables
Communication Blocks | FC | 2 | DP_RECV | CP_300 | receives data on PROFIBUS
IEC Function Blocks | FC | 3 | D_TOD_DT | IEC | Combine DATE and TIME_OF_DAY to DT
Communication Blocks | FC | 3 | DP_DIAG | CP_300 | used to request diagnostic information
IEC Function Blocks | FC | 4 | DELETE | IEC | Delete in a STRING variable
Communication Blocks | FC | 4 | DP_CTRL | CP_300 | transfers control jobs to the PROFIBUS CP
IEC Function Blocks | FC | 5 | DI_STRNG | IEC | Data type conversion DINT to STRING
SIMATIC_NET_CP | FC | 5 | AG_SEND | CP_300 | data by means of a configured connection to the communication partner (<= 240 bytes).
IEC Function Blocks | FC | 6 | DT_DATE | IEC | Extract the DATE from DT
SIMATIC_NET_CP | FC | 6 | AG_RECV | CP_300 | data by means of a configured connection from the communication partner (<= 240 bytes, not email).
IEC Function Blocks | FC | 7 | DT_DAY | IEC | Extract the day of the week from DT
SIMATIC_NET_CP | FC | 7 | AG_LOCK | CP_300 | the external data access by means of FETCH/WRITE (not for UDP, email).
IEC Function Blocks | FC | 8 | DT_TOD | IEC | Extract the TIME_OF_DAY from DT
SIMATIC_NET_CP | FC | 8 | AG_UNLOCK | CP_300 | the external data access by means of FETCH/WRITE (not for UDP, email).
IEC Function Blocks | FC | 9 | EQ_DT | IEC | Compare DT for equal
IEC Function Blocks | FC | 10 | EQ_STRNG | IEC | Compare STRING for equal
SIMATIC_NET_CP | FC | 10 | AG_CNTRL | CP_300 | allows you to diagnose connections. When necessary, you can reinitialize connection establishment using the FC.
IEC Function Blocks | FC | 11 | FIND | IEC | Find in a STRING variable
SIMATIC_NET_CP | FC | 11 | PNIO_SEND | CP_300 | used for data transfer in the CP modes PROFINET IO controller or PROFINET IO device.
IEC Function Blocks | FC | 12 | GE_DT | IEC | Compare DT for greater than or equal
SIMATIC_NET_CP | FC | 12 | PNIO_RECV | CP_300 | used to receive data in the CP modes PROFINET IO controller or PROFINET IO device.
IEC Function Blocks | FC | 13 | GE_STRNG | IEC | Compare STRING for greater than or equal
IEC Function Blocks | FC | 14 | GT_DT | IEC | Compare DT for greater than
IEC Function Blocks | FC | 15 | GT_STRNG | IEC | Compare STRING for greater than
IEC Function Blocks | FC | 16 | I_STRNG | IEC | Data type conversion INT to STRING
IEC Function Blocks | FC | 17 | INSERT | IEC | Insert in a STRING variable
IEC Function Blocks | FC | 18 | LE_DT | IEC | Compare DT for smaller than or equal
IEC Function Blocks | FC | 19 | LE_STRNG | IEC | Compare STRING for smaller than or equal
IEC Function Blocks | FC | 20 | LEFT | IEC | Left part of a STRING variable
IEC Function Blocks | FC | 21 | LEN | IEC | Length of a STRING variable
IEC Function Blocks | FC | 22 | LIMIT | IEC | Point Math Limit
IEC Function Blocks | FC | 23 | LT_DT | IEC | Compare DT for smaller than
IEC Function Blocks | FC | 24 | LT_STRNG | IEC | Compare STRING for smaller than
IEC Function Blocks | FC | 25 | MAX | IEC | Point Math Select maximum
IEC Function Blocks | FC | 26 | MID | IEC | Middle part of a STRING variable
IEC Function Blocks | FC | 27 | MIN | IEC | Point Math Select minimum
IEC Function Blocks | FC | 28 | NE_DT | IEC | Compare DT for unequal
IEC Function Blocks | FC | 29 | NE_STRNG | IEC | Compare STRING for unequal
IEC Function Blocks | FC | 30 | R_STRNG | IEC | Data type conversion REAL to STRING
IEC Function Blocks | FC | 31 | REPLACE | IEC | Replace in a STRING variable
IEC Function Blocks | FC | 32 | RIGHT | IEC | Right part of a STRING variable
IEC Function Blocks | FC | 33 | S5TI_TIM | IEC | Data type conversion S5TIME to TIME
IEC Function Blocks | FC | 34 | SB_DT_DT | IEC | Point Math Subtract two time values
IEC Function Blocks | FC | 35 | SB_DT_TM | IEC | Point Math Subtract duration from a time
IEC Function Blocks | FC | 36 | SEL | IEC | Point Math Binary selection
IEC Function Blocks | FC | 37 | STRNG_DI | IEC | Data type conversion STRING to DINT
IEC Function Blocks | FC | 38 | STRNG_I | IEC | Data type conversion STRING to INT
IEC Function Blocks | FC | 39 | STRNG_R | IEC | Data type conversion STRING to REAL
IEC Function Blocks | FC | 40 | TIM_S5TI | IEC | Data type conversion TIME to S5TIME
SIMATIC_NET_CP | FC | 40 | FTP_CONNECT | CP_300 | Establish an FTP connection
SIMATIC_NET_CP | FC | 41 | FTP_STORE | CP_300 | Store a file on the FTP server
SIMATIC_NET_CP | FC | 42 | FTP_RETRIEVE | CP_300 | Retrieve a file from the FTP server
SIMATIC_NET_CP | FC | 43 | FTP_DELETE | CP_300 | Delete a file on the FTP server
SIMATIC_NET_CP | FC | 44 | FTP_QUIT | CP_300 | Enable an FTP connection
SIMATIC_NET_CP | FC | 50 | AG_LSEND | CP_300 | data by means of a configured connection to the communication partner.
SIMATIC_NET_CP | FC | 60 | AG_LRECV | CP_300 | data by means of a configured connection from the communication partner (not email).
Miscellaneous Blocks | FC | 60 | LOC_TIME | TIMEFUNC | reads the time status or time of the CPU and calculates the local time. It is therefore only useful on CPUs with time status.
S5-S7 Converting Blocks | FC | 61 | GP_FPGP | S5_CNVRT | Change fixed point number to floating point number
Miscellaneous Blocks | FC | 61 | BT_LT | TIMEFUNC | calculates the local time from the base time given at the input.
S5-S7 Converting Blocks | FC | 62 | GP_GPFP | S5_CNVRT | Change floating point number to fixed point number
Communication Blocks | FC | 62 | C_CNTRL | CP_300 | Query a connection status for S7-300
Miscellaneous Blocks | FC | 62 | LT_BT | TIMEFUNC | calculates the base time from the local time given at the input.
S5-S7 Converting Blocks | FC | 63 | GP_ADD | S5_CNVRT | Add floating point numbers
Miscellaneous Blocks | FC | 63 | S_LTINT | TIMEFUNC | sets the required time interrupt to the preset time. This time is given in local time.
S5-S7 Converting Blocks | FC | 64 | GP_SUB | S5_CNVRT | Subtract floating point numbers
S5-S7 Converting Blocks | FC | 65 | GP_MUL | S5_CNVRT | Multiply floating point number
S5-S7 Converting Blocks | FC | 66 | GP_DIV | S5_CNVRT | Divide floating point numbers
S5-S7 Converting Blocks | FC | 67 | GP_VGL | S5_CNVRT | Compare floating point numbers
S5-S7 Converting Blocks | FC | 68 | RAD_GP | S5_CNVRT | Extract root of floating point numbers
S5-S7 Converting Blocks | FC | 69 | MLD_TG | S5_CNVRT | Clock generator
S5-S7 Converting Blocks | FC | 70 | MLD_TGZ | S5_CNVRT | Clock generator (timing element)
S5-S7 Converting Blocks | FC | 71 | MLD_EZW | S5_CNVRT | Message of first value with single flashing light, wordwise, A
S5-S7 Converting Blocks | FC | 72 | MLD_EDW | S5_CNVRT | Message of first value with double flashing light, wordwise, A
S5-S7 Converting Blocks | FC | 73 | MLD_SAMW | S5_CNVRT | Collected message, wordwise (sound alert)
S5-S7 Converting Blocks | FC | 74 | MLD_SAM | S5_CNVRT | Collected message, bitwise
S5-S7 Converting Blocks | FC | 75 | MLD_EZ | S5_CNVRT | Message of first value with single flashing light, bitwise, A
S5-S7 Converting Blocks | FC | 78 | MLD_EDWK | S5_CNVRT | Message of first value with double flashing light, wordwise, A+M
S5-S7 Converting Blocks | FC | 79 | MLD_EZK | S5_CNVRT | Message of first value with single flashing light, bitwise, A+M
S5-S7 Converting Blocks | FC | 80 | MLD_EDK | S5_CNVRT | Message of first value with double flashing light, bitwise, A+M
TI-S7 Converting Blocks | FC | 80 | TONR | TIMERS | Software Timer On Delay—Retentive
S5-S7 Converting Blocks | FC | 81 | COD_B4 | S5_CNVRT | Change BCD number to 16 bit dual number
TI-S7 Converting Blocks | FC | 81 | IBLKMOV | MOVE | Indirect Block Move
S5-S7 Converting Blocks | FC | 82 | COD_16 | S5_CNVRT | Change 16 bit dual number to BCD number
TI-S7 Converting Blocks | FC | 82 | RSET | BIT_LOGC | Reset Range of Outputs
S5-S7 Converting Blocks | FC | 83 | MUL_16 | S5_CNVRT | Multiply 16 bit dual numbers
TI-S7 Converting Blocks | FC | 83 | SET | BIT_LOGC | Set Range of Outputs
S5-S7 Converting Blocks | FC | 84 | DIV_16 | S5_CNVRT | Divide 16 bit dual numbers
TI-S7 Converting Blocks | FC | 84 | ATT | TABLE | Add to Table
S5-S7 Converting Blocks | FC | 85 | ADD_32 | S5_CNVRT | Add 32 bit dual numbers
TI-S7 Converting Blocks | FC | 85 | FIFO | TABLE | First In/First Out Unload Table
S5-S7 Converting Blocks | FC | 86 | SUB_32 | S5_CNVRT | Subtract 32 bit dual numbers
TI-S7 Converting Blocks | FC | 86 | TBL_FIND | TABLE | Table Find
S5-S7 Converting Blocks | FC | 87 | MUL_32 | S5_CNVRT | Multiply 32 bit dual numbers
TI-S7 Converting Blocks | FC | 87 | LIFO | TABLE | Last In/First Out Unload Table
S5-S7 Converting Blocks | FC | 88 | DIV_32 | S5_CNVRT | Divide 32 bit dual numbers
TI-S7 Converting Blocks | FC | 88 | TBL | TABLE | Table
S5-S7 Converting Blocks | FC | 89 | RAD_16 | S5_CNVRT | Extract roots of 16 bit dual numbers
TI-S7 Converting Blocks | FC | 89 | TBL_WRD | TABLE | Move Table to Word
S5-S7 Converting Blocks | FC | 90 | REG_SCHB | S5_CNVRT | Bi-directional shift register, bitwise
TI-S7 Converting Blocks | FC | 90 | WSR | SHIFT | Word Shift Register
S5-S7 Converting Blocks | FC | 91 | REG_SCHW | S5_CNVRT | Bi-directional shift register, wordwise
TI-S7 Converting Blocks | FC | 91 | WRD_TBL | TABLE | Word to Table
S5-S7 Converting Blocks | FC | 92 | REG_FIFO | S5_CNVRT | Buffer memory (FIFO)
TI-S7 Converting Blocks | FC | 92 | SHRB | SHIFT | Bit Shift Register
S5-S7 Converting Blocks | FC | 93 | REG_LIFO | S5_CNVRT | Stack register (LIFO)
TI-S7 Converting Blocks | FC | 93 | SEG | CONVERT | Seven Segment Decoder
S5-S7 Converting Blocks | FC | 94 | DB_COPY1 | S5_CNVRT | Copy data block, direct assignment of parameters
TI-S7 Converting Blocks | FC | 94 | ATH | CONVERT | ASCII to Hex
S5-S7 Converting Blocks | FC | 95 | DB_COPY2 | S5_CNVRT | Copy data block, indirect assignment of parameterization
TI-S7 Converting Blocks | FC | 95 | HTA | CONVERT | Hex to ASCII
S5-S7 Converting Blocks | FC | 96 | RETTEN | S5_CNVRT | Save scratchpad memory
TI-S7 Converting Blocks | FC | 96 | ENCO | CONVERT | Encode Binary Position
S5-S7 Converting Blocks | FC | 97 | LADEN | S5_CNVRT | Load scratchpad memory
TI-S7 Converting Blocks | FC | 97 | DECO | CONVERT | Decode Binary Position
S5-S7 Converting Blocks | FC | 98 | COD_B8 | S5_CNVRT | Change BCD number to 32 bit dual number
TI-S7 Converting Blocks | FC | 98 | BCDCPL | CONVERT | Ten’s Complement
S5-S7 Converting Blocks | FC | 99 | COD_32 | S5_CNVRT | Change 32 bit dual number to BCD number
TI-S7 Converting Blocks | FC | 99 | BITSUM | CONVERT | Sum Number of Bits
S5-S7 Converting Blocks | FC | 100 | AE_460_1 | S5_CNVRT | Read analog value
TI-S7 Converting Blocks | FC | 100 | RSETI | BIT_LOGC | Reset Range of Immediate Outputs
S5-S7 Converting Blocks | FC | 101 | AE_460_2 | S5_CNVRT | Read analog value
TI-S7 Converting Blocks | FC | 101 | SETI | BIT_LOGC | Set Range of Immediate Outputs
S5-S7 Converting Blocks | FC | 102 | AE_463_1 | S5_CNVRT | Read analog value
TI-S7 Converting Blocks | FC | 102 | DEV | MATH_FP | Standard Deviation
S5-S7 Converting Blocks | FC | 103 | AE_463_2 | S5_CNVRT | Read analog value
TI-S7 Converting Blocks | FC | 103 | CDT | TABLE | Correlated Data Table
S5-S7 Converting Blocks | FC | 104 | AE_464_1 | S5_CNVRT | Read analog value
TI-S7 Converting Blocks | FC | 104 | TBL_TBL | TABLE | Table to Table
S5-S7 Converting Blocks | FC | 105 | AE_464_2 | S5_CNVRT | Read analog value
TI-S7 Converting Blocks | FC | 105 | SCALE | CONVERT | Scaling Values
S5-S7 Converting Blocks | FC | 106 | AE_466_1 | S5_CNVRT | Read analog value
TI-S7 Converting Blocks | FC | 106 | UNSCALE | CONVERT | Unscaling Values
S5-S7 Converting Blocks | FC | 107 | AE_466_2 | S5_CNVRT | Read analog value
S5-S7 Converting Blocks | FC | 108 | RLG_AA1 | S5_CNVRT | Output analog value
S5-S7 Converting Blocks | FC | 109 | RLG_AA2 | S5_CNVRT | Output analog value
S5-S7 Converting Blocks | FC | 110 | PER_ET1 | S5_CNVRT | Read and Write for extended periphery (direct assignment of parameters)
S5-S7 Converting Blocks | FC | 111 | PER_ET2 | S5_CNVRT | Read and Write for extended periphery (indirect assignment of parameters)
S5-S7 Converting Blocks | FC | 112 | SINUS | S5_CNVRT | Sine (x)
S5-S7 Converting Blocks | FC | 113 | COSINUS | S5_CNVRT | Cosine (x)
S5-S7 Converting Blocks | FC | 114 | TANGENS | S5_CNVRT | Tangent (x)
S5-S7 Converting Blocks | FC | 115 | COTANG | S5_CNVRT | Cotangent (x)
S5-S7 Converting Blocks | FC | 116 | ARCSIN | S5_CNVRT | Arc sine (x)
S5-S7 Converting Blocks | FC | 117 | ARCCOS | S5_CNVRT | Arc cosine (x)
S5-S7 Converting Blocks | FC | 118 | ARCTAN | S5_CNVRT | Arc tangent (x)
S5-S7 Converting Blocks | FC | 119 | ARCCOT | S5_CNVRT | Arc cotangens (x)
S5-S7 Converting Blocks | FC | 120 | LN_X | S5_CNVRT | Natural logarithm ln (x)
S5-S7 Converting Blocks | FC | 121 | LG_X | S5_CNVRT | Decade logarithm Iog (x)
S5-S7 Converting Blocks | FC | 122 | B_LOG_X | S5_CNVRT | General logarithm Iog (x) to basis b
S5-S7 Converting Blocks | FC | 123 | E_H_N | S5_CNVRT | e to the power of n
S5-S7 Converting Blocks | FC | 124 | ZEHN_H_N | S5_CNVRT | 10 to the power of n
S5-S7 Converting Blocks | FC | 125 | A2_H_A1 | S5_CNVRT | AKKU 2 to the power of AKKU 1
System Function Blocks | SFB | 0 | CTU | IEC_TC | Count Up
System Function Blocks | SFB | 1 | CTD | IEC_TC | Count Down
System Function Blocks | SFB | 2 | CTUD | IEC_TC | Count Up/Down
System Function Blocks | SFB | 3 | TP | IEC_TC | Generate a Pulse
System Function Blocks | SFB | 4 | TON | IEC_TC | Generate an On Delay
System Function Blocks | SFB | 5 | TOF | IEC_TC | Generate an Off Delay
System Function Blocks | SFB | 8 | USEND | COM_FUNC | Uncoordinated Sending of Data
System Function Blocks | SFB | 9 | URCV | COM_FUNC | Uncoordinated Receiving of Data
System Function Blocks | SFB | 12 | BSEND | COM_FUNC | Sending Segmented Data
System Function Blocks | SFB | 13 | BRCV | COM_FUNC | Receiving Segmented Data
System Function Blocks | SFB | 14 | GET | COM_FUNC | Read Data from a Remote CPU
System Function Blocks | SFB | 15 | PUT | COM_FUNC | Write Data to a Remote CPU
System Function Blocks | SFB | 16 | PRINT | COM_FUNC | Send Data to Printer
System Function Blocks | SFB | 19 | START | COM_FUNC | Initiate a Warm or Cold Restart on a Remote Device
System Function Blocks | SFB | 20 | STOP | COM_FUNC | Changing a Remote Device to the STOP State
System Function Blocks | SFB | 21 | RESUME | COM_FUNC | Initiate a Hot Restart on a Remote Device
System Function Blocks | SFB | 22 | STATUS | COM_FUNC | Query the Status of a Remote Partner
System Function Blocks | SFB | 23 | USTATUS | COM_FUNC | Receive the Status of a Remote Device
System Function Blocks | SFB | 29 | HS_COUNT | COUNTERS | Counter (high-speed counter, integrated function) (only exist on the CPU 312 IFM and CPU 314 IFM)
System Function Blocks | SFB | 30 | FREQ_MES | COUNTERS | Frequency Meter (frequency meter, integrated function (only exist on the CPU 312 IFM and CPU 314 IFM)
System Function Blocks | SFB | 31 | NOTIFY_8P | COM_FUNC | Generating block related messages without acknowledgement indication
System Function Blocks | SFB | 32 | DRUM | TIMERS | Implement a Sequencer
System Function Blocks | SFB | 33 | ALARM | COM_FUNC | Generate Block-Related Messages with Acknowledgment Display
System Function Blocks | SFB | 34 | ALARM_8 | COM_FUNC | Generate Block-Related Messages without Values for 8 Signals
System Function Blocks | SFB | 35 | ALARM_8P | COM_FUNC | Generate Block-Related Messages with Values for 8 Signals
System Function Blocks | SFB | 36 | NOTIFY | COM_FUNC | Generate Block-Related Messages without Acknowledgment Display
System Function Blocks | SFB | 37 | AR_SEND | COM_FUNC | Send Archive Data
System Function Blocks | SFB | 38 | HSC_A_B | COUNTERS | Counter A/B (integrated function) (only exist on the CPU 314 IFM)
System Function Blocks | SFB | 39 | POS | ICONT | Position (integrated function) (only exist on the CPU 314 IFM)
System Function Blocks | SFB | 41 | CONT_C | ICONT | Continuous Control (only exist on the CPU 314 IFM)
System Function Blocks | SFB | 42 | CONT_S | ICONT | Step Control (only exist on the CPU 314 IFM)
System Function Blocks | SFB | 43 | PULSEGEN | ICONT | Pulse Generation (only exist on the CPU 314 IFM)
System Function Blocks | SFB | 44 | ANALOG | TEC_FUNC | Positioning with Analog Output (only exist on the S7-300C CPUs)
System Function Blocks | SFB | 46 | DIGITAL | TEC_FUNC | Positioning with Digital Output (only exist on the S7-300C CPUs)
System Function Blocks | SFB | 47 | COUNT | TEC_FUNC | Controlling the Counter (only exist on the S7-300C CPUs)
System Function Blocks | SFB | 48 | FREQUENC | TEC_FUNC | Controlling the Frequency Measurement (only exist on the S7-300C CPUs)
System Function Blocks | SFB | 49 | PULSE | TEC_FUNC | Controlling Pulse Width Modulation (only exist on the S7-300C CPUs)
System Function Blocks | SFB | 52 | RDREC | DP | Reading a Data Record
System Function Blocks | SFB | 53 | WRREC | DP | Writing a Data Record
System Function Blocks | SFB | 54 | RALRM | DP | Receiving an Interrupt
System Function Blocks | SFB | 60 | SEND_PTP | TEC_FUNC | Sending Data (ASCII, 3964(R)) (only exist on the S7-300C CPUs)
System Function Blocks | SFB | 61 | RECV_PTP | TEC_FUNC | Receiving Data (ASCII, 3964(R)) (only exist on the S7-300C CPUs)
System Function Blocks | SFB | 62 | RES_RECV | TEC_FUNC | Deleting the Receive Buffer (ASCII, 3964(R)) (only exist on the S7-300C CPUs)
System Function Blocks | SFB | 63 | SEND_RK | TEC_FUNC | Sending Data (RK 512) (only exist on the S7-300C CPUs)
System Function Blocks | SFB | 64 | FETCH_RK | TEC_FUNC | Fetching Data (RK 512) (only exist on the S7-300C CPUs)
System Function Blocks | SFB | 65 | SERVE_RK | TEC_FUNC | Receiving and Providing Data (RK 512) (only exist on the S7-300C CPUs)
System Function Blocks | SFB | 75 | SALRM | DP | Send interrupt to DP master
System Function Blocks | SFB | 81 | RD_DPAR | IO_FUNCT | Read Predefined Parameter
System Function Blocks | SFC | 0 | SET_CLK | CLK_FUNC | Set System Clock
System Function Blocks | SFC | 1 | READ_CLK | CLK_FUNC | Read System Clock
System Function Blocks | SFC | 2 | SET_RTM | CLK_FUNC | Set Run-time Meter
System Function Blocks | SFC | 3 | CTRL_RTM | CLK_FUNC | Start/Stop Run-time Meter
System Function Blocks | SFC | 4 | READ_RTM | CLK_FUNC | Read Run-time Meter
System Function Blocks | SFC | 5 | GADR_LGC | IO_FUNCT | Query Logical Address of a Channel
System Function Blocks | SFC | 6 | RD_SINFO | DB_FUNCT | Read OB Start Information
System Function Blocks | SFC | 7 | DP_PRAL | DP | Trigger a Hardware Interrupt on the DP Master
System Function Blocks | SFC | 9 | EN_MSG | COM_FUNC | Enable Block-Related, Symbol-Related and Group Status Messages
System Function Blocks | SFC | 10 | DIS_MSG | COM_FUNC | Disable Block-Related, Symbol-Related and Group Status Messages
System Function Blocks | SFC | 11 | DPSYC_FR | DP | Synchronize Groups of DP Slaves
System Function Blocks | SFC | 12 | D_ACT_DP | DP | Deactivation and activation of DP slaves
System Function Blocks | SFC | 13 | DPNRM_DG | DIAGNSTC | Read Diagnostic Data of a DP Slave (Slave Diagnostics)
System Function Blocks | SFC | 14 | DPRD_DAT | DP | Read Consistent Data of a Standard DP Slave
System Function Blocks | SFC | 15 | DPWR_DAT | DP | Write Consistent Data to a DP Standard Slave
System Function Blocks | SFC | 17 | ALARM_SQ | PMC_FUNC | Generate Acknowledgeable Block-Related Messages
System Function Blocks | SFC | 18 | ALARM_S | PMC_FUNC | Generate Permanently Acknowledged Block-Related Messages
System Function Blocks | SFC | 19 | ALARM_SC | PMC_FUNC | Query the Acknowledgment Status of the last ALARM_SQ Entering State Message
System Function Blocks | SFC | 20 | BLKMOV | MOVE | Copy Variables
System Function Blocks | SFC | 21 | FILL | MOVE | Initialize a Memory Area
System Function Blocks | SFC | 22 | CREAT_DB | DB_FUNCT | Create Data Block
System Function Blocks | SFC | 23 | DEL_DB | DB_FUNCT | Delete Data Block
System Function Blocks | SFC | 24 | TEST_DB | DB_FUNCT | Test Data Block
System Function Blocks | SFC | 25 | COMPRESS | DB_FUNCT | Compress the User Memory
System Function Blocks | SFC | 26 | UPDAT_PI | IO_FUNCT | Update the Process Image Update Table
System Function Blocks | SFC | 27 | UPDAT_PO | IO_FUNCT | Update the Process Image Output Table
System Function Blocks | SFC | 28 | SET_TINT | PGM_CNTL | Set Time-of-Day Interrupt
System Function Blocks | SFC | 29 | CAN_TINT | PGM_CNTL | Cancel Time-of-Day Interrupt
System Function Blocks | SFC | 30 | ACT_TINT | PGM_CNTL | Activate Time-of-Day Interrupt
System Function Blocks | SFC | 31 | QRY_TINT | PGM_CNTL | Query Time-of-Day Interrupt
System Function Blocks | SFC | 32 | SRT_DINT | PGM_CNTL | Start Time-Delay Interrupt
System Function Blocks | SFC | 33 | CAN_DINT | PGM_CNTL | Cancel Time-Delay Interrupt
System Function Blocks | SFC | 34 | QRY_DINT | PGM_CNTL | Query Time-Delay Interrupt
System Function Blocks | SFC | 35 | MP_ALM | PGM_CNTL | Trigger Multicomputing Interrupt
System Function Blocks | SFC | 36 | MSK_FLT | DIAGNSTC | Mask Synchronous Errors
System Function Blocks | SFC | 37 | DMSK_FLT | DIAGNSTC | Unmask Synchronous Errors
System Function Blocks | SFC | 38 | READ_ERR | DIAGNSTC | Read Error Register
System Function Blocks | SFC | 39 | DIS_IRT | IRT_FUNC | Disable New Interrupts and Asynchronous Errors
System Function Blocks | SFC | 40 | EN_IRT | IRT_FUNC | Enable New Interrupts and Asynchronous Errors
System Function Blocks | SFC | 41 | DIS_AIRT | IRT_FUNC | Delay Higher Priority Interrupts and Asynchronous Errors
System Function Blocks | SFC | 42 | EN_AIRT | IRT_FUNC | Enable Higher Priority Interrupts and Asynchronous Errors
System Function Blocks | SFC | 43 | RE_TRIGR | PGM_CNTL | Re-trigger Cycle Time Monitoring
System Function Blocks | SFC | 44 | REPL_VAL | DIAGNSTC | Transfer Substitute Value to Accumulator 1
System Function Blocks | SFC | 46 | STP | PGM_CNTL | Change the CPU to STOP
System Function Blocks | SFC | 47 | WAIT | PGM_CNTL | Delay Execution of the User Program
System Function Blocks | SFC | 48 | SNC_RTCB | CLK_FUNC | Synchronize Slave Clocks
System Function Blocks | SFC | 49 | LGC_GADR | IO_FUNCT | Query the Module Slot Belonging to a Logical Address
System Function Blocks | SFC | 50 | RD_LGADR | IO_FUNCT | Query all Logical Addresses of a Module
System Function Blocks | SFC | 51 | RDSYSST | DIAGNSTC | Read a System Status List or Partial List
System Function Blocks | SFC | 52 | WR_USMSG | DIAGNSTC | Write a User-Defined Diagnostic Event to the Diagnostic Buffer
System Function Blocks | SFC | 54 | RD_PARM | IO_FUNCT | Read Defined Parameters
System Function Blocks | SFC | 55 | WR_PARM | IO_FUNCT | Write Dynamic Parameters
System Function Blocks | SFC | 56 | WR_DPARM | IO_FUNCT | Write Default Parameters
System Function Blocks | SFC | 57 | PARM_MOD | IO_FUNCT | Assign Parameters to a Module
System Function Blocks | SFC | 58 | WR_REC | IO_FUNCT | Write a Data Record
System Function Blocks | SFC | 59 | RD_REC | IO_FUNCT | Read a Data Record
System Function Blocks | SFC | 60 | GD_SND | COM_FUNC | Send a GD Packet
System Function Blocks | SFC | 61 | GD_RCV | COM_FUNC | Fetch a Received GD Packet
System Function Blocks | SFC | 62 | CONTROL | COM_FUNC | Query the Status of a Connection Belonging to a Communication SFB Instance
System Function Blocks | SFC | 63 | AB_CALL | PLASTICS | Assembly Code Block (only exists for CPU 614)
System Function Blocks | SFC | 64 | TIME_TCK | CLK_FUNC | Read the System Time
System Function Blocks | SFC | 65 | X_SEND | COM_FUNC | Send Data to a Communication Partner outside the Local S7 Station
System Function Blocks | SFC | 66 | X_RCV | COM_FUNC | Receive Data from a Communication Partner outside the Local S7 Station
System Function Blocks | SFC | 67 | X_GET | COM_FUNC | Read Data from a Communication Partner outside the Local S7 Station
System Function Blocks | SFC | 68 | X_PUT | COM_FUNC | Write Data to a Communication Partner outside the Local S7 Station
System Function Blocks | SFC | 69 | X_ABORT | COM_FUNC | Abort an Existing Connection to a Communication Partner outside the Local S7 Station
System Function Blocks | SFC | 70 | GEO_LOG | IO_FUNCT | Determine Start Address of a Module
System Function Blocks | SFC | 71 | LOG_GEO | IO_FUNCT | Determine the Slot Belonging to a Logical Address
System Function Blocks | SFC | 72 | I_GET | COM_FUNC | Read Data from a Communication Partner within the Local S7 Station
System Function Blocks | SFC | 73 | I_PUT | COM_FUNC | Write Data to a Communication Partner within the Local S7 Station
System Function Blocks | SFC | 74 | I_ABORT | COM_FUNC | Abort an Existing Connection to a Communication Partner within the Local S7 Station
System Function Blocks | SFC | 78 | OB_RT | DIAGNSTC | Determine OB program runtime
System Function Blocks | SFC | 79 | SET | BIT_LOGC | Set a Range of Outputs
System Function Blocks | SFC | 80 | RSET | BIT_LOGC | Reset a Range of Outputs
System Function Blocks | SFC | 81 | UBLKMOV | MOVE | Uninterruptible Block Move
System Function Blocks | SFC | 82 | CREA_DBL | DB_CTRL | Create a Data Block in the Load Memory
System Function Blocks | SFC | 83 | READ_DBL | DB_CTRL | Read from a Data Block in Load Memory
System Function Blocks | SFC | 84 | WRIT_DBL | DB_CTRL | Write from a Data Block in Load Memory
System Function Blocks | SFC | 85 | CREA_DB | DB_FUNCT | Create a Data Block
System Function Blocks | SFC | 87 | C_DIAG | COM_FUNC | Diagnosis of the Actual Connection Status
System Function Blocks | SFC | 90 | H_CTRL | HF_FUNCT | Control Operation in H Systems
System Function Blocks | SFC | 100 | SET_CLKS | CLK_FUNC | Setting the Time-of-Day and the TOD Status
System Function Blocks | SFC | 101 | RTM | CLK_FUNC | Handling runtime meters
System Function Blocks | SFC | 102 | RD_DPARA | IO_FUNCT | Redefined Parameters
System Function Blocks | SFC | 103 | DP_TOPOL | DP | Identifying the bus topology in a DP master system
System Function Blocks | SFC | 104 | CIR | PGM_CNTL | Controlling CiR
System Function Blocks | SFC | 105 | READ_SI | PMC_FUNC | Reading Dynamic System Resources
System Function Blocks | SFC | 106 | DEL_SI | PMC_FUNC | Deleting Dynamic System Resources
System Function Blocks | SFC | 107 | ALARM_DQ | PMC_FUNC | Generating Always Acknowledgeable and Block-Related Messages
System Function Blocks | SFC | 108 | ALARM_D | PMC_FUNC | Generating Always Acknowledgeable and Block-Related Messages
System Function Blocks | SFC | 112 | PN_IN | PROFIne2 | Update inputs in the user program interface of PROFInet components
System Function Blocks | SFC | 113 | PN_OUT | PROFIne2 | Update outputs in the user program interface of PROFInet components
System Function Blocks | SFC | 114 | PN_DP | PROFIne2 | Update DP interconnections
System Function Blocks | SFC | 126 | SYNC_PI | IO_FUNCT | Update process image partition input table in synchronous cycle
System Function Blocks | SFC | 127 | SYNC_PO | IO_FUNCT | Update process image partition output table in synchronous cycle

## All by Family
TI-S7 Converting Blocks | FC | 82 | RSET | BIT_LOGC | Reset Range of Outputs
TI-S7 Converting Blocks | FC | 83 | SET | BIT_LOGC | Set Range of Outputs
TI-S7 Converting Blocks | FC | 100 | RSETI | BIT_LOGC | Reset Range of Immediate Outputs
TI-S7 Converting Blocks | FC | 101 | SETI | BIT_LOGC | Set Range of Immediate Outputs
System Function Blocks | SFC | 79 | SET | BIT_LOGC | Set a Range of Outputs
System Function Blocks | SFC | 80 | RSET | BIT_LOGC | Reset a Range of Outputs
System Function Blocks | SFC | 0 | SET_CLK | CLK_FUNC | Set System Clock
System Function Blocks | SFC | 1 | READ_CLK | CLK_FUNC | Read System Clock
System Function Blocks | SFC | 2 | SET_RTM | CLK_FUNC | Set Run-time Meter
System Function Blocks | SFC | 3 | CTRL_RTM | CLK_FUNC | Start/Stop Run-time Meter
System Function Blocks | SFC | 4 | READ_RTM | CLK_FUNC | Read Run-time Meter
System Function Blocks | SFC | 48 | SNC_RTCB | CLK_FUNC | Synchronize Slave Clocks
System Function Blocks | SFC | 64 | TIME_TCK | CLK_FUNC | Read the System Time
System Function Blocks | SFC | 100 | SET_CLKS | CLK_FUNC | Setting the Time-of-Day and the TOD Status
System Function Blocks | SFC | 101 | RTM | CLK_FUNC | Handling runtime meters
System Function Blocks | SFB | 8 | USEND | COM_FUNC | Uncoordinated Sending of Data
System Function Blocks | SFB | 9 | URCV | COM_FUNC | Uncoordinated Receiving of Data
System Function Blocks | SFB | 12 | BSEND | COM_FUNC | Sending Segmented Data
System Function Blocks | SFB | 13 | BRCV | COM_FUNC | Receiving Segmented Data
System Function Blocks | SFB | 14 | GET | COM_FUNC | Read Data from a Remote CPU
System Function Blocks | SFB | 15 | PUT | COM_FUNC | Write Data to a Remote CPU
System Function Blocks | SFB | 16 | PRINT | COM_FUNC | Send Data to Printer
System Function Blocks | SFB | 19 | START | COM_FUNC | Initiate a Warm or Cold Restart on a Remote Device
System Function Blocks | SFB | 20 | STOP | COM_FUNC | Changing a Remote Device to the STOP State
System Function Blocks | SFB | 21 | RESUME | COM_FUNC | Initiate a Hot Restart on a Remote Device
System Function Blocks | SFB | 22 | STATUS | COM_FUNC | Query the Status of a Remote Partner
System Function Blocks | SFB | 23 | USTATUS | COM_FUNC | Receive the Status of a Remote Device
System Function Blocks | SFB | 31 | NOTIFY_8P | COM_FUNC | Generating block related messages without acknowledgement indication
System Function Blocks | SFB | 33 | ALARM | COM_FUNC | Generate Block-Related Messages with Acknowledgment Display
System Function Blocks | SFB | 34 | ALARM_8 | COM_FUNC | Generate Block-Related Messages without Values for 8 Signals
System Function Blocks | SFB | 35 | ALARM_8P | COM_FUNC | Generate Block-Related Messages with Values for 8 Signals
System Function Blocks | SFB | 36 | NOTIFY | COM_FUNC | Generate Block-Related Messages without Acknowledgment Display
System Function Blocks | SFB | 37 | AR_SEND | COM_FUNC | Send Archive Data
System Function Blocks | SFC | 9 | EN_MSG | COM_FUNC | Enable Block-Related, Symbol-Related and Group Status Messages
System Function Blocks | SFC | 10 | DIS_MSG | COM_FUNC | Disable Block-Related, Symbol-Related and Group Status Messages
System Function Blocks | SFC | 60 | GD_SND | COM_FUNC | Send a GD Packet
System Function Blocks | SFC | 61 | GD_RCV | COM_FUNC | Fetch a Received GD Packet
System Function Blocks | SFC | 62 | CONTROL | COM_FUNC | Query the Status of a Connection Belonging to a Communication SFB Instance
System Function Blocks | SFC | 65 | X_SEND | COM_FUNC | Send Data to a Communication Partner outside the Local S7 Station
System Function Blocks | SFC | 66 | X_RCV | COM_FUNC | Receive Data from a Communication Partner outside the Local S7 Station
System Function Blocks | SFC | 67 | X_GET | COM_FUNC | Read Data from a Communication Partner outside the Local S7 Station
System Function Blocks | SFC | 68 | X_PUT | COM_FUNC | Write Data to a Communication Partner outside the Local S7 Station
System Function Blocks | SFC | 69 | X_ABORT | COM_FUNC | Abort an Existing Connection to a Communication Partner outside the Local S7 Station
System Function Blocks | SFC | 72 | I_GET | COM_FUNC | Read Data from a Communication Partner within the Local S7 Station
System Function Blocks | SFC | 73 | I_PUT | COM_FUNC | Write Data to a Communication Partner within the Local S7 Station
System Function Blocks | SFC | 74 | I_ABORT | COM_FUNC | Abort an Existing Connection to a Communication Partner within the Local S7 Station
System Function Blocks | SFC | 87 | C_DIAG | COM_FUNC | Diagnosis of the Actual Connection Status
Communication Blocks | FB | 63 | TSEND | COMM | Sending Data via TCP native and ISO on TCP
Communication Blocks | FB | 64 | TRCV | COMM | Receiving Data via TCP native and ISO on TCP
Communication Blocks | FB | 65 | TCON | COMM | Establishing a Connection using TCP native and ISO on TCP
Communication Blocks | FB | 66 | TDISCON | COMM | Terminating a Connection using TCP native and ISO on TCP
Communication Blocks | FB | 67 | TUSEND | COMM | Sending Data via UDP
Communication Blocks | FB | 68 | TURCV | COMM | Receiving Data via UDP
TI-S7 Converting Blocks | FB | 83 | IMC | COMPARE | Index Matrix Compare
TI-S7 Converting Blocks | FB | 84 | SMC | COMPARE | Scan Matrix Compare
PID Control Blocks | FB | 58 | TCONT_CP | CONTROL | Temperature Continuous Controller
PID Control Blocks | FB | 59 | TCONT_S | CONTROL | Temperature Step Controller
TI-S7 Converting Blocks | FB | 80 | LEAD_LAG | CONVERT | Lead/Lag Algorithm
TI-S7 Converting Blocks | FC | 93 | SEG | CONVERT | Seven Segment Decoder
TI-S7 Converting Blocks | FC | 94 | ATH | CONVERT | ASCII to Hex
TI-S7 Converting Blocks | FC | 95 | HTA | CONVERT | Hex to ASCII
TI-S7 Converting Blocks | FC | 96 | ENCO | CONVERT | Encode Binary Position
TI-S7 Converting Blocks | FC | 97 | DECO | CONVERT | Decode Binary Position
TI-S7 Converting Blocks | FC | 98 | BCDCPL | CONVERT | Ten’s Complement
TI-S7 Converting Blocks | FC | 99 | BITSUM | CONVERT | Sum Number of Bits
TI-S7 Converting Blocks | FC | 105 | SCALE | CONVERT | Scaling Values
TI-S7 Converting Blocks | FC | 106 | UNSCALE | CONVERT | Unscaling Values
System Function Blocks | SFB | 29 | HS_COUNT | COUNTERS | Counter (high-speed counter, integrated function) (only exist on the CPU 312 IFM and CPU 314 IFM)
System Function Blocks | SFB | 30 | FREQ_MES | COUNTERS | Frequency Meter (frequency meter, integrated function (only exist on the CPU 312 IFM and CPU 314 IFM)
System Function Blocks | SFB | 38 | HSC_A_B | COUNTERS | Counter A/B (integrated function) (only exist on the CPU 314 IFM)
SIMATIC_NET_CP | FB | 2 | IDENTIFY | CP_300 | For checking device properties
SIMATIC_NET_CP | FB | 3 | READ | CP_300 | Reads data from a data area of the communication partner specified by a name or index depending on the assignment of parameters for the job.
SIMATIC_NET_CP | FB | 4 | REPORT | CP_300 | Allows unconfirmed transmission of variables by an FMS server.
SIMATIC_NET_CP | FB | 5 | STATUS | CP_300 | allows status information to be requested from the communications partner on the specified FMS connection.
SIMATIC_NET_CP | FB | 6 | WRITE | CP_300 | Transfers data from a specified local data area to a data area on the communication partner.
Communication Blocks | FB | 8 | USEND | CP_300 | Uncoordinated Sending of Data
Communication Blocks | FB | 9 | URCV | CP_300 | Uncoordinated Receiving of Data
Communication Blocks | FB | 12 | BSEND | CP_300 | Sending Segmented Data
Communication Blocks | FB | 13 | BRCV | CP_300 | Receiving Segmented Data
Communication Blocks | FB | 14 | GET | CP_300 | Read Data from a Remote CPU
Communication Blocks | FB | 15 | PUT | CP_300 | Write Data to a Remote CPU
| FB | 55 | IP_CONFIG | CP_300 | Transfers a configuration data block (CONF_DB) containing connection data for an Ethernet CP.
Communication Blocks | FC | 1 | DP_SEND | CP_300 | transfers data to the PROFIBUS CP
Communication Blocks | FC | 2 | DP_RECV | CP_300 | receives data on PROFIBUS
Communication Blocks | FC | 3 | DP_DIAG | CP_300 | used to request diagnostic information
Communication Blocks | FC | 4 | DP_CTRL | CP_300 | transfers control jobs to the PROFIBUS CP
SIMATIC_NET_CP | FC | 5 | AG_SEND | CP_300 | data by means of a configured connection to the communication partner (<= 240 bytes).
SIMATIC_NET_CP | FC | 6 | AG_RECV | CP_300 | data by means of a configured connection from the communication partner (<= 240 bytes, not email).
SIMATIC_NET_CP | FC | 7 | AG_LOCK | CP_300 | the external data access by means of FETCH/WRITE (not for UDP, email).
SIMATIC_NET_CP | FC | 8 | AG_UNLOCK | CP_300 | the external data access by means of FETCH/WRITE (not for UDP, email).
SIMATIC_NET_CP | FC | 10 | AG_CNTRL | CP_300 | allows you to diagnose connections. When necessary, you can reinitialize connection establishment using the FC.
SIMATIC_NET_CP | FC | 11 | PNIO_SEND | CP_300 | used for data transfer in the CP modes PROFINET IO controller or PROFINET IO device.
SIMATIC_NET_CP | FC | 12 | PNIO_RECV | CP_300 | used to receive data in the CP modes PROFINET IO controller or PROFINET IO device.
SIMATIC_NET_CP | FC | 40 | FTP_CONNECT | CP_300 | Establish an FTP connection
SIMATIC_NET_CP | FC | 41 | FTP_STORE | CP_300 | Store a file on the FTP server
SIMATIC_NET_CP | FC | 42 | FTP_RETRIEVE | CP_300 | Retrieve a file from the FTP server
SIMATIC_NET_CP | FC | 43 | FTP_DELETE | CP_300 | Delete a file on the FTP server
SIMATIC_NET_CP | FC | 44 | FTP_QUIT | CP_300 | Enable an FTP connection
SIMATIC_NET_CP | FC | 50 | AG_LSEND | CP_300 | data by means of a configured connection to the communication partner.
SIMATIC_NET_CP | FC | 60 | AG_LRECV | CP_300 | data by means of a configured connection from the communication partner (not email).
Communication Blocks | FC | 62 | C_CNTRL | CP_300 | Query a connection status for S7-300
System Function Blocks | SFC | 82 | CREA_DBL | DB_CTRL | Create a Data Block in the Load Memory
System Function Blocks | SFC | 83 | READ_DBL | DB_CTRL | Read from a Data Block in Load Memory
System Function Blocks | SFC | 84 | WRIT_DBL | DB_CTRL | Write from a Data Block in Load Memory
System Function Blocks | SFC | 6 | RD_SINFO | DB_FUNCT | Read OB Start Information
System Function Blocks | SFC | 22 | CREAT_DB | DB_FUNCT | Create Data Block
System Function Blocks | SFC | 23 | DEL_DB | DB_FUNCT | Delete Data Block
System Function Blocks | SFC | 24 | TEST_DB | DB_FUNCT | Test Data Block
System Function Blocks | SFC | 25 | COMPRESS | DB_FUNCT | Compress the User Memory
System Function Blocks | SFC | 85 | CREA_DB | DB_FUNCT | Create a Data Block
System Function Blocks | SFC | 13 | DPNRM_DG | DIAGNSTC | Read Diagnostic Data of a DP Slave (Slave Diagnostics)
System Function Blocks | SFC | 36 | MSK_FLT | DIAGNSTC | Mask Synchronous Errors
System Function Blocks | SFC | 37 | DMSK_FLT | DIAGNSTC | Unmask Synchronous Errors
System Function Blocks | SFC | 38 | READ_ERR | DIAGNSTC | Read Error Register
System Function Blocks | SFC | 44 | REPL_VAL | DIAGNSTC | Transfer Substitute Value to Accumulator 1
System Function Blocks | SFC | 51 | RDSYSST | DIAGNSTC | Read a System Status List or Partial List
System Function Blocks | SFC | 52 | WR_USMSG | DIAGNSTC | Write a User-Defined Diagnostic Event to the Diagnostic Buffer
System Function Blocks | SFC | 78 | OB_RT | DIAGNSTC | Determine OB program runtime
System Function Blocks | SFB | 52 | RDREC | DP | Reading a Data Record
System Function Blocks | SFB | 53 | WRREC | DP | Writing a Data Record
System Function Blocks | SFB | 54 | RALRM | DP | Receiving an Interrupt
System Function Blocks | SFB | 75 | SALRM | DP | Send interrupt to DP master
System Function Blocks | SFC | 7 | DP_PRAL | DP | Trigger a Hardware Interrupt on the DP Master
System Function Blocks | SFC | 11 | DPSYC_FR | DP | Synchronize Groups of DP Slaves
System Function Blocks | SFC | 12 | D_ACT_DP | DP | Deactivation and activation of DP slaves
System Function Blocks | SFC | 14 | DPRD_DAT | DP | Read Consistent Data of a Standard DP Slave
System Function Blocks | SFC | 15 | DPWR_DAT | DP | Write Consistent Data to a DP Standard Slave
System Function Blocks | SFC | 103 | DP_TOPOL | DP | Identifying the bus topology in a DP master system
System Function Blocks | SFC | 90 | H_CTRL | HF_FUNCT | Control Operation in H Systems
PID Control Blocks | FB | 41 | CONT_C | ICONT | Continuous Control
PID Control Blocks | FB | 42 | CONT_S | ICONT | Step Control
PID Control Blocks | FB | 43 | PULSEGEN | ICONT | Pulse Generation
System Function Blocks | SFB | 39 | POS | ICONT | Position (integrated function) (only exist on the CPU 314 IFM)
System Function Blocks | SFB | 41 | CONT_C | ICONT | Continuous Control (only exist on the CPU 314 IFM)
System Function Blocks | SFB | 42 | CONT_S | ICONT | Step Control (only exist on the CPU 314 IFM)
System Function Blocks | SFB | 43 | PULSEGEN | ICONT | Pulse Generation (only exist on the CPU 314 IFM)
IEC Function Blocks | FC | 1 | AD_DT_TM | IEC | Point Math Add duration to a time
IEC Function Blocks | FC | 2 | CONCAT | IEC | Combine two STRING variables
IEC Function Blocks | FC | 3 | D_TOD_DT | IEC | Combine DATE and TIME_OF_DAY to DT
IEC Function Blocks | FC | 4 | DELETE | IEC | Delete in a STRING variable
IEC Function Blocks | FC | 5 | DI_STRNG | IEC | Data type conversion DINT to STRING
IEC Function Blocks | FC | 6 | DT_DATE | IEC | Extract the DATE from DT
IEC Function Blocks | FC | 7 | DT_DAY | IEC | Extract the day of the week from DT
IEC Function Blocks | FC | 8 | DT_TOD | IEC | Extract the TIME_OF_DAY from DT
IEC Function Blocks | FC | 9 | EQ_DT | IEC | Compare DT for equal
IEC Function Blocks | FC | 10 | EQ_STRNG | IEC | Compare STRING for equal
IEC Function Blocks | FC | 11 | FIND | IEC | Find in a STRING variable
IEC Function Blocks | FC | 12 | GE_DT | IEC | Compare DT for greater than or equal
IEC Function Blocks | FC | 13 | GE_STRNG | IEC | Compare STRING for greater than or equal
IEC Function Blocks | FC | 14 | GT_DT | IEC | Compare DT for greater than
IEC Function Blocks | FC | 15 | GT_STRNG | IEC | Compare STRING for greater than
IEC Function Blocks | FC | 16 | I_STRNG | IEC | Data type conversion INT to STRING
IEC Function Blocks | FC | 17 | INSERT | IEC | Insert in a STRING variable
IEC Function Blocks | FC | 18 | LE_DT | IEC | Compare DT for smaller than or equal
IEC Function Blocks | FC | 19 | LE_STRNG | IEC | Compare STRING for smaller than or equal
IEC Function Blocks | FC | 20 | LEFT | IEC | Left part of a STRING variable
IEC Function Blocks | FC | 21 | LEN | IEC | Length of a STRING variable
IEC Function Blocks | FC | 22 | LIMIT | IEC | Point Math Limit
IEC Function Blocks | FC | 23 | LT_DT | IEC | Compare DT for smaller than
IEC Function Blocks | FC | 24 | LT_STRNG | IEC | Compare STRING for smaller than
IEC Function Blocks | FC | 25 | MAX | IEC | Point Math Select maximum
IEC Function Blocks | FC | 26 | MID | IEC | Middle part of a STRING variable
IEC Function Blocks | FC | 27 | MIN | IEC | Point Math Select minimum
IEC Function Blocks | FC | 28 | NE_DT | IEC | Compare DT for unequal
IEC Function Blocks | FC | 29 | NE_STRNG | IEC | Compare STRING for unequal
IEC Function Blocks | FC | 30 | R_STRNG | IEC | Data type conversion REAL to STRING
IEC Function Blocks | FC | 31 | REPLACE | IEC | Replace in a STRING variable
IEC Function Blocks | FC | 32 | RIGHT | IEC | Right part of a STRING variable
IEC Function Blocks | FC | 33 | S5TI_TIM | IEC | Data type conversion S5TIME to TIME
IEC Function Blocks | FC | 34 | SB_DT_DT | IEC | Point Math Subtract two time values
IEC Function Blocks | FC | 35 | SB_DT_TM | IEC | Point Math Subtract duration from a time
IEC Function Blocks | FC | 36 | SEL | IEC | Point Math Binary selection
IEC Function Blocks | FC | 37 | STRNG_DI | IEC | Data type conversion STRING to DINT
IEC Function Blocks | FC | 38 | STRNG_I | IEC | Data type conversion STRING to INT
IEC Function Blocks | FC | 39 | STRNG_R | IEC | Data type conversion STRING to REAL
IEC Function Blocks | FC | 40 | TIM_S5TI | IEC | Data type conversion TIME to S5TIME
System Function Blocks | SFB | 0 | CTU | IEC_TC | Count Up
System Function Blocks | SFB | 1 | CTD | IEC_TC | Count Down
System Function Blocks | SFB | 2 | CTUD | IEC_TC | Count Up/Down
System Function Blocks | SFB | 3 | TP | IEC_TC | Generate a Pulse
System Function Blocks | SFB | 4 | TON | IEC_TC | Generate an On Delay
System Function Blocks | SFB | 5 | TOF | IEC_TC | Generate an Off Delay
Communication Blocks | FB | 20 | GETIO | IO_FUNCT | Read All Inputs of a DP Standard Slave/PROFINET IO Device
Communication Blocks | FB | 21 | SETIO | IO_FUNCT | Write All Outputs of a DP Standard Slave/PROFINET IO Device
Communication Blocks | FB | 22 | GETIO_PART | IO_FUNCT | Read a Part of the Inputs of a DP Standard Slave/PROFINET IO Device
Communication Blocks | FB | 23 | SETIO_PART | IO_FUNCT | Write a Part of the Outputs of a DP Standard Slave/PROFINET IO Device
System Function Blocks | SFB | 81 | RD_DPAR | IO_FUNCT | Read Predefined Parameter
System Function Blocks | SFC | 5 | GADR_LGC | IO_FUNCT | Query Logical Address of a Channel
System Function Blocks | SFC | 26 | UPDAT_PI | IO_FUNCT | Update the Process Image Update Table
System Function Blocks | SFC | 27 | UPDAT_PO | IO_FUNCT | Update the Process Image Output Table
System Function Blocks | SFC | 49 | LGC_GADR | IO_FUNCT | Query the Module Slot Belonging to a Logical Address
System Function Blocks | SFC | 50 | RD_LGADR | IO_FUNCT | Query all Logical Addresses of a Module
System Function Blocks | SFC | 54 | RD_PARM | IO_FUNCT | Read Defined Parameters
System Function Blocks | SFC | 55 | WR_PARM | IO_FUNCT | Write Dynamic Parameters
System Function Blocks | SFC | 56 | WR_DPARM | IO_FUNCT | Write Default Parameters
System Function Blocks | SFC | 57 | PARM_MOD | IO_FUNCT | Assign Parameters to a Module
System Function Blocks | SFC | 58 | WR_REC | IO_FUNCT | Write a Data Record
System Function Blocks | SFC | 59 | RD_REC | IO_FUNCT | Read a Data Record
System Function Blocks | SFC | 70 | GEO_LOG | IO_FUNCT | Determine Start Address of a Module
System Function Blocks | SFC | 71 | LOG_GEO | IO_FUNCT | Determine the Slot Belonging to a Logical Address
System Function Blocks | SFC | 102 | RD_DPARA | IO_FUNCT | Redefined Parameters
System Function Blocks | SFC | 126 | SYNC_PI | IO_FUNCT | Update process image partition input table in synchronous cycle
System Function Blocks | SFC | 127 | SYNC_PO | IO_FUNCT | Update process image partition output table in synchronous cycle
System Function Blocks | SFC | 39 | DIS_IRT | IRT_FUNC | Disable New Interrupts and Asynchronous Errors
System Function Blocks | SFC | 40 | EN_IRT | IRT_FUNC | Enable New Interrupts and Asynchronous Errors
System Function Blocks | SFC | 41 | DIS_AIRT | IRT_FUNC | Delay Higher Priority Interrupts and Asynchronous Errors
System Function Blocks | SFC | 42 | EN_AIRT | IRT_FUNC | Enable Higher Priority Interrupts and Asynchronous Errors
TI-S7 Converting Blocks | FC | 102 | DEV | MATH_FP | Standard Deviation
TI-S7 Converting Blocks | FB | 86 | PACK | MOVE | Pack Data
TI-S7 Converting Blocks | FC | 81 | IBLKMOV | MOVE | Indirect Block Move
System Function Blocks | SFC | 20 | BLKMOV | MOVE | Copy Variables
System Function Blocks | SFC | 21 | FILL | MOVE | Initialize a Memory Area
System Function Blocks | SFC | 81 | UBLKMOV | MOVE | Uninterruptible Block Move
System Function Blocks | SFC | 28 | SET_TINT | PGM_CNTL | Set Time-of-Day Interrupt
System Function Blocks | SFC | 29 | CAN_TINT | PGM_CNTL | Cancel Time-of-Day Interrupt
System Function Blocks | SFC | 30 | ACT_TINT | PGM_CNTL | Activate Time-of-Day Interrupt
System Function Blocks | SFC | 31 | QRY_TINT | PGM_CNTL | Query Time-of-Day Interrupt
System Function Blocks | SFC | 32 | SRT_DINT | PGM_CNTL | Start Time-Delay Interrupt
System Function Blocks | SFC | 33 | CAN_DINT | PGM_CNTL | Cancel Time-Delay Interrupt
System Function Blocks | SFC | 34 | QRY_DINT | PGM_CNTL | Query Time-Delay Interrupt
System Function Blocks | SFC | 35 | MP_ALM | PGM_CNTL | Trigger Multicomputing Interrupt
System Function Blocks | SFC | 43 | RE_TRIGR | PGM_CNTL | Re-trigger Cycle Time Monitoring
System Function Blocks | SFC | 46 | STP | PGM_CNTL | Change the CPU to STOP
System Function Blocks | SFC | 47 | WAIT | PGM_CNTL | Delay Execution of the User Program
System Function Blocks | SFC | 104 | CIR | PGM_CNTL | Controlling CiR
System Function Blocks | SFC | 63 | AB_CALL | PLASTICS | Assembly Code Block (only exists for CPU 614)
System Function Blocks | SFC | 17 | ALARM_SQ | PMC_FUNC | Generate Acknowledgeable Block-Related Messages
System Function Blocks | SFC | 18 | ALARM_S | PMC_FUNC | Generate Permanently Acknowledged Block-Related Messages
System Function Blocks | SFC | 19 | ALARM_SC | PMC_FUNC | Query the Acknowledgment Status of the last ALARM_SQ Entering State Message
System Function Blocks | SFC | 105 | READ_SI | PMC_FUNC | Reading Dynamic System Resources
System Function Blocks | SFC | 106 | DEL_SI | PMC_FUNC | Deleting Dynamic System Resources
System Function Blocks | SFC | 107 | ALARM_DQ | PMC_FUNC | Generating Always Acknowledgeable and Block-Related Messages
System Function Blocks | SFC | 108 | ALARM_D | PMC_FUNC | Generating Always Acknowledgeable and Block-Related Messages
System Function Blocks | SFC | 112 | PN_IN | PROFIne2 | Update inputs in the user program interface of PROFInet components
System Function Blocks | SFC | 113 | PN_OUT | PROFIne2 | Update outputs in the user program interface of PROFInet components
System Function Blocks | SFC | 114 | PN_DP | PROFIne2 | Update DP interconnections
S5-S7 Converting Blocks | FC | 61 | GP_FPGP | S5_CNVRT | Change fixed point number to floating point number
S5-S7 Converting Blocks | FC | 62 | GP_GPFP | S5_CNVRT | Change floating point number to fixed point number
S5-S7 Converting Blocks | FC | 63 | GP_ADD | S5_CNVRT | Add floating point numbers
S5-S7 Converting Blocks | FC | 64 | GP_SUB | S5_CNVRT | Subtract floating point numbers
S5-S7 Converting Blocks | FC | 65 | GP_MUL | S5_CNVRT | Multiply floating point number
S5-S7 Converting Blocks | FC | 66 | GP_DIV | S5_CNVRT | Divide floating point numbers
S5-S7 Converting Blocks | FC | 67 | GP_VGL | S5_CNVRT | Compare floating point numbers
S5-S7 Converting Blocks | FC | 68 | RAD_GP | S5_CNVRT | Extract root of floating point numbers
S5-S7 Converting Blocks | FC | 69 | MLD_TG | S5_CNVRT | Clock generator
S5-S7 Converting Blocks | FC | 70 | MLD_TGZ | S5_CNVRT | Clock generator (timing element)
S5-S7 Converting Blocks | FC | 71 | MLD_EZW | S5_CNVRT | Message of first value with single flashing light, wordwise, A
S5-S7 Converting Blocks | FC | 72 | MLD_EDW | S5_CNVRT | Message of first value with double flashing light, wordwise, A
S5-S7 Converting Blocks | FC | 73 | MLD_SAMW | S5_CNVRT | Collected message, wordwise (sound alert)
S5-S7 Converting Blocks | FC | 74 | MLD_SAM | S5_CNVRT | Collected message, bitwise
S5-S7 Converting Blocks | FC | 75 | MLD_EZ | S5_CNVRT | Message of first value with single flashing light, bitwise, A
S5-S7 Converting Blocks | FC | 78 | MLD_EDWK | S5_CNVRT | Message of first value with double flashing light, wordwise, A+M
S5-S7 Converting Blocks | FC | 79 | MLD_EZK | S5_CNVRT | Message of first value with single flashing light, bitwise, A+M
S5-S7 Converting Blocks | FC | 80 | MLD_EDK | S5_CNVRT | Message of first value with double flashing light, bitwise, A+M
S5-S7 Converting Blocks | FC | 81 | COD_B4 | S5_CNVRT | Change BCD number to 16 bit dual number
S5-S7 Converting Blocks | FC | 82 | COD_16 | S5_CNVRT | Change 16 bit dual number to BCD number
S5-S7 Converting Blocks | FC | 83 | MUL_16 | S5_CNVRT | Multiply 16 bit dual numbers
S5-S7 Converting Blocks | FC | 84 | DIV_16 | S5_CNVRT | Divide 16 bit dual numbers
S5-S7 Converting Blocks | FC | 85 | ADD_32 | S5_CNVRT | Add 32 bit dual numbers
S5-S7 Converting Blocks | FC | 86 | SUB_32 | S5_CNVRT | Subtract 32 bit dual numbers
S5-S7 Converting Blocks | FC | 87 | MUL_32 | S5_CNVRT | Multiply 32 bit dual numbers
S5-S7 Converting Blocks | FC | 88 | DIV_32 | S5_CNVRT | Divide 32 bit dual numbers
S5-S7 Converting Blocks | FC | 89 | RAD_16 | S5_CNVRT | Extract roots of 16 bit dual numbers
S5-S7 Converting Blocks | FC | 90 | REG_SCHB | S5_CNVRT | Bi-directional shift register, bitwise
S5-S7 Converting Blocks | FC | 91 | REG_SCHW | S5_CNVRT | Bi-directional shift register, wordwise
S5-S7 Converting Blocks | FC | 92 | REG_FIFO | S5_CNVRT | Buffer memory (FIFO)
S5-S7 Converting Blocks | FC | 93 | REG_LIFO | S5_CNVRT | Stack register (LIFO)
S5-S7 Converting Blocks | FC | 94 | DB_COPY1 | S5_CNVRT | Copy data block, direct assignment of parameters
S5-S7 Converting Blocks | FC | 95 | DB_COPY2 | S5_CNVRT | Copy data block, indirect assignment of parameterization
S5-S7 Converting Blocks | FC | 96 | RETTEN | S5_CNVRT | Save scratchpad memory
S5-S7 Converting Blocks | FC | 97 | LADEN | S5_CNVRT | Load scratchpad memory
S5-S7 Converting Blocks | FC | 98 | COD_B8 | S5_CNVRT | Change BCD number to 32 bit dual number
S5-S7 Converting Blocks | FC | 99 | COD_32 | S5_CNVRT | Change 32 bit dual number to BCD number
S5-S7 Converting Blocks | FC | 100 | AE_460_1 | S5_CNVRT | Read analog value
S5-S7 Converting Blocks | FC | 101 | AE_460_2 | S5_CNVRT | Read analog value
S5-S7 Converting Blocks | FC | 102 | AE_463_1 | S5_CNVRT | Read analog value
S5-S7 Converting Blocks | FC | 103 | AE_463_2 | S5_CNVRT | Read analog value
S5-S7 Converting Blocks | FC | 104 | AE_464_1 | S5_CNVRT | Read analog value
S5-S7 Converting Blocks | FC | 105 | AE_464_2 | S5_CNVRT | Read analog value
S5-S7 Converting Blocks | FC | 106 | AE_466_1 | S5_CNVRT | Read analog value
S5-S7 Converting Blocks | FC | 107 | AE_466_2 | S5_CNVRT | Read analog value
S5-S7 Converting Blocks | FC | 108 | RLG_AA1 | S5_CNVRT | Output analog value
S5-S7 Converting Blocks | FC | 109 | RLG_AA2 | S5_CNVRT | Output analog value
S5-S7 Converting Blocks | FC | 110 | PER_ET1 | S5_CNVRT | Read and Write for extended periphery (direct assignment of parameters)
S5-S7 Converting Blocks | FC | 111 | PER_ET2 | S5_CNVRT | Read and Write for extended periphery (indirect assignment of parameters)
S5-S7 Converting Blocks | FC | 112 | SINUS | S5_CNVRT | Sine (x)
S5-S7 Converting Blocks | FC | 113 | COSINUS | S5_CNVRT | Cosine (x)
S5-S7 Converting Blocks | FC | 114 | TANGENS | S5_CNVRT | Tangent (x)
S5-S7 Converting Blocks | FC | 115 | COTANG | S5_CNVRT | Cotangent (x)
S5-S7 Converting Blocks | FC | 116 | ARCSIN | S5_CNVRT | Arc sine (x)
S5-S7 Converting Blocks | FC | 117 | ARCCOS | S5_CNVRT | Arc cosine (x)
S5-S7 Converting Blocks | FC | 118 | ARCTAN | S5_CNVRT | Arc tangent (x)
S5-S7 Converting Blocks | FC | 119 | ARCCOT | S5_CNVRT | Arc cotangens (x)
S5-S7 Converting Blocks | FC | 120 | LN_X | S5_CNVRT | Natural logarithm ln (x)
S5-S7 Converting Blocks | FC | 121 | LG_X | S5_CNVRT | Decade logarithm Iog (x)
S5-S7 Converting Blocks | FC | 122 | B_LOG_X | S5_CNVRT | General logarithm Iog (x) to basis b
S5-S7 Converting Blocks | FC | 123 | E_H_N | S5_CNVRT | e to the power of n
S5-S7 Converting Blocks | FC | 124 | ZEHN_H_N | S5_CNVRT | 10 to the power of n
S5-S7 Converting Blocks | FC | 125 | A2_H_A1 | S5_CNVRT | AKKU 2 to the power of AKKU 1
TI-S7 Converting Blocks | FC | 90 | WSR | SHIFT | Word Shift Register
TI-S7 Converting Blocks | FC | 92 | SHRB | SHIFT | Bit Shift Register
TI-S7 Converting Blocks | FC | 84 | ATT | TABLE | Add to Table
TI-S7 Converting Blocks | FC | 85 | FIFO | TABLE | First In/First Out Unload Table
TI-S7 Converting Blocks | FC | 86 | TBL_FIND | TABLE | Table Find
TI-S7 Converting Blocks | FC | 87 | LIFO | TABLE | Last In/First Out Unload Table
TI-S7 Converting Blocks | FC | 88 | TBL | TABLE | Table
TI-S7 Converting Blocks | FC | 89 | TBL_WRD | TABLE | Move Table to Word
TI-S7 Converting Blocks | FC | 91 | WRD_TBL | TABLE | Word to Table
TI-S7 Converting Blocks | FC | 103 | CDT | TABLE | Correlated Data Table
TI-S7 Converting Blocks | FC | 104 | TBL_TBL | TABLE | Table to Table
System Function Blocks | SFB | 44 | ANALOG | TEC_FUNC | Positioning with Analog Output (only exist on the S7-300C CPUs)
System Function Blocks | SFB | 46 | DIGITAL | TEC_FUNC | Positioning with Digital Output (only exist on the S7-300C CPUs)
System Function Blocks | SFB | 47 | COUNT | TEC_FUNC | Controlling the Counter (only exist on the S7-300C CPUs)
System Function Blocks | SFB | 48 | FREQUENC | TEC_FUNC | Controlling the Frequency Measurement (only exist on the S7-300C CPUs)
System Function Blocks | SFB | 49 | PULSE | TEC_FUNC | Controlling Pulse Width Modulation (only exist on the S7-300C CPUs)
System Function Blocks | SFB | 60 | SEND_PTP | TEC_FUNC | Sending Data (ASCII, 3964(R)) (only exist on the S7-300C CPUs)
System Function Blocks | SFB | 61 | RECV_PTP | TEC_FUNC | Receiving Data (ASCII, 3964(R)) (only exist on the S7-300C CPUs)
System Function Blocks | SFB | 62 | RES_RECV | TEC_FUNC | Deleting the Receive Buffer (ASCII, 3964(R)) (only exist on the S7-300C CPUs)
System Function Blocks | SFB | 63 | SEND_RK | TEC_FUNC | Sending Data (RK 512) (only exist on the S7-300C CPUs)
System Function Blocks | SFB | 64 | FETCH_RK | TEC_FUNC | Fetching Data (RK 512) (only exist on the S7-300C CPUs)
System Function Blocks | SFB | 65 | SERVE_RK | TEC_FUNC | Receiving and Providing Data (RK 512) (only exist on the S7-300C CPUs)
Miscellaneous Blocks | FB | 60 | SET_SW | TIMEFUNC | supports the summertime/wintertime changeover in CPUs that do not have the time status. For this purpose it sets the CPU clock to the current time and according to the changeover rules in the Control DB.
Miscellaneous Blocks | FB | 61 | SET_SW_S | TIMEFUNC | supports the summertime/wintertime changeover in CPUs that do have the time status. For this purpose it sets the time status to the current time and according to the changeover rules in the Control DB.
Miscellaneous Blocks | FB | 62 | TIMESTMP | TIMEFUNC | transfers the time-stamped messages of an IM153-2 into its instance DB.
Miscellaneous Blocks | FC | 60 | LOC_TIME | TIMEFUNC | reads the time status or time of the CPU and calculates the local time. It is therefore only useful on CPUs with time status.
Miscellaneous Blocks | FC | 61 | BT_LT | TIMEFUNC | calculates the local time from the base time given at the input.
Miscellaneous Blocks | FC | 62 | LT_BT | TIMEFUNC | calculates the base time from the local time given at the input.
Miscellaneous Blocks | FC | 63 | S_LTINT | TIMEFUNC | sets the required time interrupt to the preset time. This time is given in local time.
TI-S7 Converting Blocks | FB | 81 | DCAT | TIMERS | Discrete Control Alarm Timer
TI-S7 Converting Blocks | FB | 82 | MCAT | TIMERS | Motor Control Alarm Timer
TI-S7 Converting Blocks | FB | 85 | DRUM | TIMERS | Event Maskable Drum
TI-S7 Converting Blocks | FC | 80 | TONR | TIMERS | Software Timer On Delay—Retentive
System Function Blocks | SFB | 32 | DRUM | TIMERS | Implement a Sequencer

## SFB
SFB 0 | CTU | IEC_TC | Count Up
SFB 1 | CTD | IEC_TC | Count Down
SFB 2 | CTUD | IEC_TC | Count Up/Down
SFB 3 | TP | IEC_TC | Generate a Pulse
SFB 4 | TON | IEC_TC | Generate an On Delay
SFB 5 | TOF | IEC_TC | Generate an Off Delay
SFB 8 | USEND | COM_FUNC | Uncoordinated Sending of Data
SFB 9 | URCV | COM_FUNC | Uncoordinated Receiving of Data
SFB 12 | BSEND | COM_FUNC | Sending Segmented Data
SFB 13 | BRCV | COM_FUNC | Receiving Segmented Data
SFB 14 | GET | COM_FUNC | Read Data from a Remote CPU
SFB 15 | PUT | COM_FUNC | Write Data to a Remote CPU
SFB 16 | PRINT | COM_FUNC | Send Data to Printer
SFB 19 | START | COM_FUNC | Initiate a Warm or Cold Restart on a Remote Device
SFB 20 | STOP | COM_FUNC | Changing a Remote Device to the STOP State
SFB 21 | RESUME | COM_FUNC | Initiate a Hot Restart on a Remote Device
SFB 22 | STATUS | COM_FUNC | Query the Status of a Remote Partner
SFB 23 | USTATUS | COM_FUNC | Receive the Status of a Remote Device
SFB 29 | HS_COUNT | COUNTERS | Counter (high-speed counter, integrated function) (only exist on the CPU 312 IFM and CPU 314 IFM)
SFB 30 | FREQ_MES | COUNTERS | Frequency Meter (frequency meter, integrated function (only exist on the CPU 312 IFM and CPU 314 IFM)
SFB 31 | NOTIFY_8P | COM_FUNC | Generating block related messages without acknowledgement indication
SFB 32 | DRUM | TIMERS | Implement a Sequencer
SFB 33 | ALARM | COM_FUNC | Generate Block-Related Messages with Acknowledgment Display
SFB 34 | ALARM_8 | COM_FUNC | Generate Block-Related Messages without Values for 8 Signals
SFB 35 | ALARM_8P | COM_FUNC | Generate Block-Related Messages with Values for 8 Signals
SFB 36 | NOTIFY | COM_FUNC | Generate Block-Related Messages without Acknowledgment Display
SFB 37 | AR_SEND | COM_FUNC | Send Archive Data
SFB 38 | HSC_A_B | COUNTERS | Counter A/B (integrated function) (only exist on the CPU 314 IFM)
SFB 39 | POS | ICONT | Position (integrated function) (only exist on the CPU 314 IFM)
SFB 41 | CONT_C | ICONT | Continuous Control (only exist on the CPU 314 IFM)
SFB 42 | CONT_S | ICONT | Step Control (only exist on the CPU 314 IFM)
SFB 43 | PULSEGEN | ICONT | Pulse Generation (only exist on the CPU 314 IFM)
SFB 44 | ANALOG | TEC_FUNC | Positioning with Analog Output (only exist on the S7-300C CPUs)
SFB 46 | DIGITAL | TEC_FUNC | Positioning with Digital Output (only exist on the S7-300C CPUs)
SFB 47 | COUNT | TEC_FUNC | Controlling the Counter (only exist on the S7-300C CPUs)
SFB 48 | FREQUENC | TEC_FUNC | Controlling the Frequency Measurement (only exist on the S7-300C CPUs)
SFB 49 | PULSE | TEC_FUNC | Controlling Pulse Width Modulation (only exist on the S7-300C CPUs)
SFB 52 | RDREC | DP | Reading a Data Record
SFB 53 | WRREC | DP | Writing a Data Record
SFB 54 | RALRM | DP | Receiving an Interrupt
SFB 60 | SEND_PTP | TEC_FUNC | Sending Data (ASCII, 3964(R)) (only exist on the S7-300C CPUs)
SFB 61 | RECV_PTP | TEC_FUNC | Receiving Data (ASCII, 3964(R)) (only exist on the S7-300C CPUs)
SFB 62 | RES_RECV | TEC_FUNC | Deleting the Receive Buffer (ASCII, 3964(R)) (only exist on the S7-300C CPUs)
SFB 63 | SEND_RK | TEC_FUNC | Sending Data (RK 512) (only exist on the S7-300C CPUs)
SFB 64 | FETCH_RK | TEC_FUNC | Fetching Data (RK 512) (only exist on the S7-300C CPUs)
SFB 65 | SERVE_RK | TEC_FUNC | Receiving and Providing Data (RK 512) (only exist on the S7-300C CPUs)
SFB 75 | SALRM | DP | Send interrupt to DP master
SFB 81 | RD_DPAR | IO_FUNCT | Read Predefined Parameter

## SFC
SFC 0 | SET_CLK | CLK_FUNC | Set System Clock
SFC 1 | READ_CLK | CLK_FUNC | Read System Clock
SFC 2 | SET_RTM | CLK_FUNC | Set Run-time Meter
SFC 3 | CTRL_RTM | CLK_FUNC | Start/Stop Run-time Meter
SFC 4 | READ_RTM | CLK_FUNC | Read Run-time Meter
SFC 5 | GADR_LGC | IO_FUNCT | Query Logical Address of a Channel
SFC 6 | RD_SINFO | DB_FUNCT | Read OB Start Information
SFC 7 | DP_PRAL | DP | Trigger a Hardware Interrupt on the DP Master
SFC 9 | EN_MSG | COM_FUNC | Enable Block-Related, Symbol-Related and Group Status Messages
SFC 10 | DIS_MSG | COM_FUNC | Disable Block-Related, Symbol-Related and Group Status Messages
SFC 11 | DPSYC_FR | DP | Synchronize Groups of DP Slaves
SFC 12 | D_ACT_DP | DP | Deactivation and activation of DP slaves
SFC 13 | DPNRM_DG | DIAGNSTC | Read Diagnostic Data of a DP Slave (Slave Diagnostics)
SFC 14 | DPRD_DAT | DP | Read Consistent Data of a Standard DP Slave
SFC 15 | DPWR_DAT | DP | Write Consistent Data to a DP Standard Slave
SFC 17 | ALARM_SQ | PMC_FUNC | Generate Acknowledgeable Block-Related Messages
SFC 18 | ALARM_S | PMC_FUNC | Generate Permanently Acknowledged Block-Related Messages
SFC 19 | ALARM_SC | PMC_FUNC | Query the Acknowledgment Status of the last ALARM_SQ Entering State Message
SFC 20 | BLKMOV | MOVE | Copy Variables
SFC 21 | FILL | MOVE | Initialize a Memory Area
SFC 22 | CREAT_DB | DB_FUNCT | Create Data Block
SFC 23 | DEL_DB | DB_FUNCT | Delete Data Block
SFC 24 | TEST_DB | DB_FUNCT | Test Data Block
SFC 25 | COMPRESS | DB_FUNCT | Compress the User Memory
SFC 26 | UPDAT_PI | IO_FUNCT | Update the Process Image Update Table
SFC 27 | UPDAT_PO | IO_FUNCT | Update the Process Image Output Table
SFC 28 | SET_TINT | PGM_CNTL | Set Time-of-Day Interrupt
SFC 29 | CAN_TINT | PGM_CNTL | Cancel Time-of-Day Interrupt
SFC 30 | ACT_TINT | PGM_CNTL | Activate Time-of-Day Interrupt
SFC 31 | QRY_TINT | PGM_CNTL | Query Time-of-Day Interrupt
SFC 32 | SRT_DINT | PGM_CNTL | Start Time-Delay Interrupt
SFC 33 | CAN_DINT | PGM_CNTL | Cancel Time-Delay Interrupt
SFC 34 | QRY_DINT | PGM_CNTL | Query Time-Delay Interrupt
SFC 35 | MP_ALM | PGM_CNTL | Trigger Multicomputing Interrupt
SFC 36 | MSK_FLT | DIAGNSTC | Mask Synchronous Errors
SFC 37 | DMSK_FLT | DIAGNSTC | Unmask Synchronous Errors
SFC 38 | READ_ERR | DIAGNSTC | Read Error Register
SFC 39 | DIS_IRT | IRT_FUNC | Disable New Interrupts and Asynchronous Errors
SFC 40 | EN_IRT | IRT_FUNC | Enable New Interrupts and Asynchronous Errors
SFC 41 | DIS_AIRT | IRT_FUNC | Delay Higher Priority Interrupts and Asynchronous Errors
SFC 42 | EN_AIRT | IRT_FUNC | Enable Higher Priority Interrupts and Asynchronous Errors
SFC 43 | RE_TRIGR | PGM_CNTL | Re-trigger Cycle Time Monitoring
SFC 44 | REPL_VAL | DIAGNSTC | Transfer Substitute Value to Accumulator 1
SFC 46 | STP | PGM_CNTL | Change the CPU to STOP
SFC 47 | WAIT | PGM_CNTL | Delay Execution of the User Program
SFC 48 | SNC_RTCB | CLK_FUNC | Synchronize Slave Clocks
SFC 49 | LGC_GADR | IO_FUNCT | Query the Module Slot Belonging to a Logical Address
SFC 50 | RD_LGADR | IO_FUNCT | Query all Logical Addresses of a Module
SFC 51 | RDSYSST | DIAGNSTC | Read a System Status List or Partial List
SFC 52 | WR_USMSG | DIAGNSTC | Write a User-Defined Diagnostic Event to the Diagnostic Buffer
SFC 54 | RD_PARM | IO_FUNCT | Read Defined Parameters
SFC 55 | WR_PARM | IO_FUNCT | Write Dynamic Parameters
SFC 56 | WR_DPARM | IO_FUNCT | Write Default Parameters
SFC 57 | PARM_MOD | IO_FUNCT | Assign Parameters to a Module
SFC 58 | WR_REC | IO_FUNCT | Write a Data Record
SFC 59 | RD_REC | IO_FUNCT | Read a Data Record
SFC 60 | GD_SND | COM_FUNC | Send a GD Packet
SFC 61 | GD_RCV | COM_FUNC | Fetch a Received GD Packet
SFC 62 | CONTROL | COM_FUNC | Query the Status of a Connection Belonging to a Communication SFB Instance
SFC 63 | AB_CALL | PLASTICS | Assembly Code Block (only exists for CPU 614)
SFC 64 | TIME_TCK | CLK_FUNC | Read the System Time
SFC 65 | X_SEND | COM_FUNC | Send Data to a Communication Partner outside the Local S7 Station
SFC 66 | X_RCV | COM_FUNC | Receive Data from a Communication Partner outside the Local S7 Station
SFC 67 | X_GET | COM_FUNC | Read Data from a Communication Partner outside the Local S7 Station
SFC 68 | X_PUT | COM_FUNC | Write Data to a Communication Partner outside the Local S7 Station
SFC 69 | X_ABORT | COM_FUNC | Abort an Existing Connection to a Communication Partner outside the Local S7 Station
SFC 70 | GEO_LOG | IO_FUNCT | Determine Start Address of a Module
SFC 71 | LOG_GEO | IO_FUNCT | Determine the Slot Belonging to a Logical Address
SFC 72 | I_GET | COM_FUNC | Read Data from a Communication Partner within the Local S7 Station
SFC 73 | I_PUT | COM_FUNC | Write Data to a Communication Partner within the Local S7 Station
SFC 74 | I_ABORT | COM_FUNC | Abort an Existing Connection to a Communication Partner within the Local S7 Station
SFC 78 | OB_RT | DIAGNSTC | Determine OB program runtime
SFC 79 | SET | BIT_LOGC | Set a Range of Outputs
SFC 80 | RSET | BIT_LOGC | Reset a Range of Outputs
SFC 81 | UBLKMOV | MOVE | Uninterruptible Block Move
SFC 82 | CREA_DBL | DB_CTRL | Create a Data Block in the Load Memory
SFC 83 | READ_DBL | DB_CTRL | Read from a Data Block in Load Memory
SFC 84 | WRIT_DBL | DB_CTRL | Write from a Data Block in Load Memory
SFC 85 | CREA_DB | DB_FUNCT | Create a Data Block
SFC 87 | C_DIAG | COM_FUNC | Diagnosis of the Actual Connection Status
SFC 90 | H_CTRL | HF_FUNCT | Control Operation in H Systems
SFC 100 | SET_CLKS | CLK_FUNC | Setting the Time-of-Day and the TOD Status
SFC 101 | RTM | CLK_FUNC | Handling runtime meters
SFC 102 | RD_DPARA | IO_FUNCT | Redefined Parameters
SFC 103 | DP_TOPOL | DP | Identifying the bus topology in a DP master system
SFC 104 | CIR | PGM_CNTL | Controlling CiR
SFC 105 | READ_SI | PMC_FUNC | Reading Dynamic System Resources
SFC 106 | DEL_SI | PMC_FUNC | Deleting Dynamic System Resources
SFC 107 | ALARM_DQ | PMC_FUNC | Generating Always Acknowledgeable and Block-Related Messages
SFC 108 | ALARM_D | PMC_FUNC | Generating Always Acknowledgeable and Block-Related Messages
SFC 112 | PN_IN | PROFIne2 | Update inputs in the user program interface of PROFInet components
SFC 113 | PN_OUT | PROFIne2 | Update outputs in the user program interface of PROFInet components
SFC 114 | PN_DP | PROFIne2 | Update DP interconnections
SFC 126 | SYNC_PI | IO_FUNCT | Update process image partition input table in synchronous cycle
SFC 127 | SYNC_PO | IO_FUNCT | Update process image partition output table in synchronous cycle

## S5-S7
FC 61 | GP_FPGP | S5_CNVRT | Change fixed point number to floating point number
FC 62 | GP_GPFP | S5_CNVRT | Change floating point number to fixed point number
FC 63 | GP_ADD | S5_CNVRT | Add floating point numbers
FC 64 | GP_SUB | S5_CNVRT | Subtract floating point numbers
FC 65 | GP_MUL | S5_CNVRT | Multiply floating point number
FC 66 | GP_DIV | S5_CNVRT | Divide floating point numbers
FC 67 | GP_VGL | S5_CNVRT | Compare floating point numbers
FC 68 | RAD_GP | S5_CNVRT | Extract root of floating point numbers
FC 69 | MLD_TG | S5_CNVRT | Clock generator
FC 70 | MLD_TGZ | S5_CNVRT | Clock generator (timing element)
FC 71 | MLD_EZW | S5_CNVRT | Message of first value with single flashing light, wordwise, A
FC 72 | MLD_EDW | S5_CNVRT | Message of first value with double flashing light, wordwise, A
FC 73 | MLD_SAMW | S5_CNVRT | Collected message, wordwise (sound alert)
FC 74 | MLD_SAM | S5_CNVRT | Collected message, bitwise
FC 75 | MLD_EZ | S5_CNVRT | Message of first value with single flashing light, bitwise, A
FC 78 | MLD_EDWK | S5_CNVRT | Message of first value with double flashing light, wordwise, A+M
FC 79 | MLD_EZK | S5_CNVRT | Message of first value with single flashing light, bitwise, A+M
FC 80 | MLD_EDK | S5_CNVRT | Message of first value with double flashing light, bitwise, A+M
FC 81 | COD_B4 | S5_CNVRT | Change BCD number to 16 bit dual number
FC 82 | COD_16 | S5_CNVRT | Change 16 bit dual number to BCD number
FC 83 | MUL_16 | S5_CNVRT | Multiply 16 bit dual numbers
FC 84 | DIV_16 | S5_CNVRT | Divide 16 bit dual numbers
FC 85 | ADD_32 | S5_CNVRT | Add 32 bit dual numbers
FC 86 | SUB_32 | S5_CNVRT | Subtract 32 bit dual numbers
FC 87 | MUL_32 | S5_CNVRT | Multiply 32 bit dual numbers
FC 88 | DIV_32 | S5_CNVRT | Divide 32 bit dual numbers
FC 89 | RAD_16 | S5_CNVRT | Extract roots of 16 bit dual numbers
FC 90 | REG_SCHB | S5_CNVRT | Bi-directional shift register, bitwise
FC 91 | REG_SCHW | S5_CNVRT | Bi-directional shift register, wordwise
FC 92 | REG_FIFO | S5_CNVRT | Buffer memory (FIFO)
FC 93 | REG_LIFO | S5_CNVRT | Stack register (LIFO)
FC 94 | DB_COPY1 | S5_CNVRT | Copy data block, direct assignment of parameters
FC 95 | DB_COPY2 | S5_CNVRT | Copy data block, indirect assignment of parameterization
FC 96 | RETTEN | S5_CNVRT | Save scratchpad memory
FC 97 | LADEN | S5_CNVRT | Load scratchpad memory
FC 98 | COD_B8 | S5_CNVRT | Change BCD number to 32 bit dual number
FC 99 | COD_32 | S5_CNVRT | Change 32 bit dual number to BCD number
FC 100 | AE_460_1 | S5_CNVRT | Read analog value
FC 101 | AE_460_2 | S5_CNVRT | Read analog value
FC 102 | AE_463_1 | S5_CNVRT | Read analog value
FC 103 | AE_463_2 | S5_CNVRT | Read analog value
FC 104 | AE_464_1 | S5_CNVRT | Read analog value
FC 105 | AE_464_2 | S5_CNVRT | Read analog value
FC 106 | AE_466_1 | S5_CNVRT | Read analog value
FC 107 | AE_466_2 | S5_CNVRT | Read analog value
FC 108 | RLG_AA1 | S5_CNVRT | Output analog value
FC 109 | RLG_AA2 | S5_CNVRT | Output analog value
FC 110 | PER_ET1 | S5_CNVRT | Read and Write for extended periphery (direct assignment of parameters)
FC 111 | PER_ET2 | S5_CNVRT | Read and Write for extended periphery (indirect assignment of parameters)
FC 112 | SINUS | S5_CNVRT | Sine (x)
FC 113 | COSINUS | S5_CNVRT | Cosine (x)
FC 114 | TANGENS | S5_CNVRT | Tangent (x)
FC 115 | COTANG | S5_CNVRT | Cotangent (x)
FC 116 | ARCSIN | S5_CNVRT | Arc sine (x)
FC 117 | ARCCOS | S5_CNVRT | Arc cosine (x)
FC 118 | ARCTAN | S5_CNVRT | Arc tangent (x)
FC 119 | ARCCOT | S5_CNVRT | Arc cotangens (x)
FC 120 | LN_X | S5_CNVRT | Natural logarithm ln (x)
FC 121 | LG_X | S5_CNVRT | Decade logarithm Iog (x)
FC 122 | B_LOG_X | S5_CNVRT | General logarithm Iog (x) to basis b
FC 123 | E_H_N | S5_CNVRT | e to the power of n
FC 124 | ZEHN_H_N | S5_CNVRT | 10 to the power of n
FC 125 | A2_H_A1 | S5_CNVRT | AKKU 2 to the power of AKKU 1

## IEC
FC 1 | AD_DT_TM | IEC | Point Math Add duration to a time
FC 2 | CONCAT | IEC | Combine two STRING variables
FC 3 | D_TOD_DT | IEC | Combine DATE and TIME_OF_DAY to DT
FC 4 | DELETE | IEC | Delete in a STRING variable
FC 5 | DI_STRNG | IEC | Data type conversion DINT to STRING
FC 6 | DT_DATE | IEC | Extract the DATE from DT
FC 7 | DT_DAY | IEC | Extract the day of the week from DT
FC 8 | DT_TOD | IEC | Extract the TIME_OF_DAY from DT
FC 9 | EQ_DT | IEC | Compare DT for equal
FC 10 | EQ_STRNG | IEC | Compare STRING for equal
FC 11 | FIND | IEC | Find in a STRING variable
FC 12 | GE_DT | IEC | Compare DT for greater than or equal
FC 13 | GE_STRNG | IEC | Compare STRING for greater than or equal
FC 14 | GT_DT | IEC | Compare DT for greater than
FC 15 | GT_STRNG | IEC | Compare STRING for greater than
FC 16 | I_STRNG | IEC | Data type conversion INT to STRING
FC 17 | INSERT | IEC | Insert in a STRING variable
FC 18 | LE_DT | IEC | Compare DT for smaller than or equal
FC 19 | LE_STRNG | IEC | Compare STRING for smaller than or equal
FC 20 | LEFT | IEC | Left part of a STRING variable
FC 21 | LEN | IEC | Length of a STRING variable
FC 22 | LIMIT | IEC | Point Math Limit
FC 23 | LT_DT | IEC | Compare DT for smaller than
FC 24 | LT_STRNG | IEC | Compare STRING for smaller than
FC 25 | MAX | IEC | Point Math Select maximum
FC 26 | MID | IEC | Middle part of a STRING variable
FC 27 | MIN | IEC | Point Math Select minimum
FC 28 | NE_DT | IEC | Compare DT for unequal
FC 29 | NE_STRNG | IEC | Compare STRING for unequal
FC 30 | R_STRNG | IEC | Data type conversion REAL to STRING
FC 31 | REPLACE | IEC | Replace in a STRING variable
FC 32 | RIGHT | IEC | Right part of a STRING variable
FC 33 | S5TI_TIM | IEC | Data type conversion S5TIME to TIME
FC 34 | SB_DT_DT | IEC | Point Math Subtract two time values
FC 35 | SB_DT_TM | IEC | Point Math Subtract duration from a time
FC 36 | SEL | IEC | Point Math Binary selection
FC 37 | STRNG_DI | IEC | Data type conversion STRING to DINT
FC 38 | STRNG_I | IEC | Data type conversion STRING to INT
FC 39 | STRNG_R | IEC | Data type conversion STRING to REAL
FC 40 | TIM_S5TI | IEC | Data type conversion TIME to S5TIME

## PID
FB 41 | CONT_C | ICONT | Continuous Control
FB 42 | CONT_S | ICONT | Step Control
FB 43 | PULSEGEN | ICONT | Pulse Generation
FB 58 | TCONT_CP | CONTROL | Temperature Continuous Controller
FB 59 | TCONT_S | CONTROL | Temperature Step Controller

## Comms
FB 2 | IDENTIFY | CP_300 | For checking device properties
FB 3 | READ | CP_300 | Reads data from a data area of the communication partner specified by a name or index depending on the assignment of parameters for the job.
FB 4 | REPORT | CP_300 | Allows unconfirmed transmission of variables by an FMS server.
FB 5 | STATUS | CP_300 | allows status information to be requested from the communications partner on the specified FMS connection.
FB 6 | WRITE | CP_300 | Transfers data from a specified local data area to a data area on the communication partner.
FB 8 | USEND | CP_300 | Uncoordinated Sending of Data
FB 9 | URCV | CP_300 | Uncoordinated Receiving of Data
FB 12 | BSEND | CP_300 | Sending Segmented Data
FB 13 | BRCV | CP_300 | Receiving Segmented Data
FB 14 | GET | CP_300 | Read Data from a Remote CPU
FB 15 | PUT | CP_300 | Write Data to a Remote CPU
FB 20 | GETIO | IO_FUNCT | Read All Inputs of a DP Standard Slave/PROFINET IO Device
FB 21 | SETIO | IO_FUNCT | Write All Outputs of a DP Standard Slave/PROFINET IO Device
FB 22 | GETIO_PART | IO_FUNCT | Read a Part of the Inputs of a DP Standard Slave/PROFINET IO Device
FB 23 | SETIO_PART | IO_FUNCT | Write a Part of the Outputs of a DP Standard Slave/PROFINET IO Device
FB 55 | IP_CONFIG | CP_300 | Transfers a configuration data block (CONF_DB) containing connection data for an Ethernet CP.
FB 63 | TSEND | COMM | Sending Data via TCP native and ISO on TCP
FB 64 | TRCV | COMM | Receiving Data via TCP native and ISO on TCP
FB 65 | TCON | COMM | Establishing a Connection using TCP native and ISO on TCP
FB 66 | TDISCON | COMM | Terminating a Connection using TCP native and ISO on TCP
FB 67 | TUSEND | COMM | Sending Data via UDP
FB 68 | TURCV | COMM | Receiving Data via UDP
FC 1 | DP_SEND | CP_300 | transfers data to the PROFIBUS CP
FC 2 | DP_RECV | CP_300 | receives data on PROFIBUS
FC 3 | DP_DIAG | CP_300 | used to request diagnostic information
FC 4 | DP_CTRL | CP_300 | transfers control jobs to the PROFIBUS CP
FC 5 | AG_SEND | CP_300 | data by means of a configured connection to the communication partner (<= 240 bytes).
FC 6 | AG_RECV | CP_300 | data by means of a configured connection from the communication partner (<= 240 bytes, not email).
FC 7 | AG_LOCK | CP_300 | the external data access by means of FETCH/WRITE (not for UDP, email).
FC 8 | AG_UNLOCK | CP_300 | the external data access by means of FETCH/WRITE (not for UDP, email).
FC 10 | AG_CNTRL | CP_300 | allows you to diagnose connections. When necessary, you can reinitialize connection establishment using the FC.
FC 11 | PNIO_SEND | CP_300 | used for data transfer in the CP modes PROFINET IO controller or PROFINET IO device.
FC 12 | PNIO_RECV | CP_300 | used to receive data in the CP modes PROFINET IO controller or PROFINET IO device.
FC 40 | FTP_CONNECT | CP_300 | Establish an FTP connection
FC 41 | FTP_STORE | CP_300 | Store a file on the FTP server
FC 42 | FTP_RETRIEVE | CP_300 | Retrieve a file from the FTP server
FC 43 | FTP_DELETE | CP_300 | Delete a file on the FTP server
FC 44 | FTP_QUIT | CP_300 | Enable an FTP connection
FC 50 | AG_LSEND | CP_300 | data by means of a configured connection to the communication partner.
FC 60 | AG_LRECV | CP_300 | data by means of a configured connection from the communication partner (not email).
FC 62 | C_CNTRL | CP_300 | Query a connection status for S7-300

## TI-S7
FB 80 | LEAD_LAG | CONVERT | Lead/Lag Algorithm
FB 81 | DCAT | TIMERS | Discrete Control Alarm Timer
FB 82 | MCAT | TIMERS | Motor Control Alarm Timer
FB 83 | IMC | COMPARE | Index Matrix Compare
FB 84 | SMC | COMPARE | Scan Matrix Compare
FB 85 | DRUM | TIMERS | Event Maskable Drum
FB 86 | PACK | MOVE | Pack Data
FC 80 | TONR | TIMERS | Software Timer On Delay—Retentive
FC 81 | IBLKMOV | MOVE | Indirect Block Move
FC 82 | RSET | BIT_LOGC | Reset Range of Outputs
FC 83 | SET | BIT_LOGC | Set Range of Outputs
FC 84 | ATT | TABLE | Add to Table
FC 85 | FIFO | TABLE | First In/First Out Unload Table
FC 86 | TBL_FIND | TABLE | Table Find
FC 87 | LIFO | TABLE | Last In/First Out Unload Table
FC 88 | TBL | TABLE | Table
FC 89 | TBL_WRD | TABLE | Move Table to Word
FC 90 | WSR | SHIFT | Word Shift Register
FC 91 | WRD_TBL | TABLE | Word to Table
FC 92 | SHRB | SHIFT | Bit Shift Register
FC 93 | SEG | CONVERT | Seven Segment Decoder
FC 94 | ATH | CONVERT | ASCII to Hex
FC 95 | HTA | CONVERT | Hex to ASCII
FC 96 | ENCO | CONVERT | Encode Binary Position
FC 97 | DECO | CONVERT | Decode Binary Position
FC 98 | BCDCPL | CONVERT | Ten’s Complement
FC 99 | BITSUM | CONVERT | Sum Number of Bits
FC 100 | RSETI | BIT_LOGC | Reset Range of Immediate Outputs
FC 101 | SETI | BIT_LOGC | Set Range of Immediate Outputs
FC 102 | DEV | MATH_FP | Standard Deviation
FC 103 | CDT | TABLE | Correlated Data Table
FC 104 | TBL_TBL | TABLE | Table to Table
FC 105 | SCALE | CONVERT | Scaling Values
FC 106 | UNSCALE | CONVERT | Unscaling Values

## Misc
FB 60 | SET_SW | TIMEFUNC | supports the summertime/wintertime changeover in CPUs that do not have the time status. For this purpose it sets the CPU clock to the current time and according to the changeover rules in the Control DB.
FB 61 | SET_SW_S | TIMEFUNC | supports the summertime/wintertime changeover in CPUs that do have the time status. For this purpose it sets the time status to the current time and according to the changeover rules in the Control DB.
FB 62 | TIMESTMP | TIMEFUNC | transfers the time-stamped messages of an IM153-2 into its instance DB.
FC 60 | LOC_TIME | TIMEFUNC | reads the time status or time of the CPU and calculates the local time. It is therefore only useful on CPUs with time status.
FC 61 | BT_LT | TIMEFUNC | calculates the local time from the base time given at the input.
FC 62 | LT_BT | TIMEFUNC | calculates the base time from the local time given at the input.
FC 63 | S_LTINT | TIMEFUNC | sets the required time interrupt to the preset time. This time is given in local time.

## Connections
Connection Types for Connection Partners in the Same Project
The connection type is dependent on the subnet and the transfer protocol via which the connection is established, and on the automation family to which the connection partners belong.
The blocks (SFBs, FBs, or FCs) you can use depend on the connection type.
The following table should make it easier for you to select the connection type for the connection you want to establish.
Connection Type | Subnet Type | Connection between SIMATIC... | SFB/FB/FC
S7 connection | MPI, | S7 - S7, S7 - PG/PC, | SFBs USEND, URCV, BSEND, BRCV, GET, PUT, START, STOP, RESUME, STATUS, USTATUS
| PROFIBUS, | S7 - PG/PC with WinCC
| Industrial Ethernet | with MPI also: M7 - M7,
M7 - S7, M7 - PG/PC
S7 - partner in another project (S7, PG/PC with WinCC)
S7 connection, fault-tolerant | PROFIBUS, | S7(H) - S7(H), | SFBs USEND, URCV, BSEND, BRCV, START, STOP, RESUME, STATUS, USTATUS
| Industrial Ethernet | S7(H) - PC station (H)
PTP | Point-to-point (computer protocol | S7 - S7, S7 - S5, | SFBs BSEND, BRCV, GET, PUT, STATUS, PRINT
| RK 512/3964(R)) | S7 - non-Siemens device
Connection
S7 - partner in another project (S7, no Siemens device)
FMS connection | PROFIBUS | S7 - S7, S7 - S5, S7 - PG/PC, S7 - no Siemens device, S7 - broadcast to all nodes | FBs READ, WRITE, IDENTIFY, OSTATUS, REPORT
(FMS protocol)
S7 - partner in another project (S7, S5, PG/PC, no Siemens device)
FDL connection | PROFIBUS | S7 - S7, S7 - S5, S7 - PC/PG, S7 -non-Siemens device | FCs AG_SEND,
| (FDL protocol) |  | AG_RECV,
S7 - partner in another project (S7, S5, PG/PC, non-Siemens device)
AG_LSEND,
AG_LRECV
ISO | Industrial Ethernet | S7 - S7, S7 - S5, S7 - PC/PG, S7 - non-Siemens device, S7 - unspecified | FCs AG­SEND,
| (ISO Transport |  | AG­RECEIVE
transport link | protocol) | S7 - partner in another project (S7, S5, PG/PC, non-Siemens device, unspecified)
AG_LSEND,
AG_LRECV,
AG_LOCK,
AG_UNLOCK;
ISO-on-TCP | Industrial Ethernet | S7 - S7, S7 - S5, | FCs AG­SEND,
| (TCP/IP protocol) | S7 - PC/PG, | AG­RECEIVE
connection |  | S7 - non-Siemens device,
|  | S7 - unspecified | AG_LSEND,
AG_LRECV,
|  | S7 - partner in another project (S7, S5, PG/PC, non-Siemens device, unspecified) | AG_LOCK,
AG_UNLOCK
TCP connection | Industrial Ethernet | S7 - S7, S7 - S5, | FCs AG_SEND*,
|  | S7 - PC/PG, | AG_RECV*,
| (TCP/IP protocol) | S7 - non-Siemens device,
|  | S7 - unspecified | AG_LSEND**,
AG_LRECV**
S7 - partner in another project (S7, S5, PG/PC, non-Siemens device, unspecified)
AG_LOCK
AG_UNLOCK
UDP connection | Industrial Ethernet | S7 - S7, S7 - S5, S7 - PG/PC, S7 - non-Siemens device, S7 - unspecified | FCs AG­SEND,
| (TCP/IP protocol) |  | AG­RECEIVE
S7 - partner in another project (S7, S5, PG/PC, non-Siemens device, unspecified)
AG_LSEND,
AG_LRECV
E-mail connection | Industrial Ethernet | S7 - unspecified (S7 - mail server) | FCs AG-SEND,
| (TCP/IP protocol) |  | AG_LSEND
* The FCs AG_SEND and AG_RECV here can only be used for S7-300 (this depends on release number of the CP, see the documentation for the CP).
** The FCs AG_LSEND and AG_LRECV here can generally be used for S7-400, and in addition for S7-300 (this depends on release number of the CP, see the documentation for the CP).

## Connections2
Possibilities for Communication between Device Types
The possible communication available with the types of communication listed
above is shown in the following table:
| S7-300 | S7-400 | S5-115 to -155U/H | PC station
S7-300 | S7 communication SEND/RECEIVE PROFINET CBA PROFINET IO | S7 communication SEND/RECEIVE PROFINET CBA PROFINET IO** | SEND/RECEIVE FETCH/WRITE | PG/OP communication* S7 communication* SEND/RECEIVE FETCH/WRITE HTML process monitoring PROFINET CBA PROFINET IO FTP Services
S7-400 | S7 communication SEND/RECEIVE PROFINET CBA PROFINET IO** | S7 communication SEND/RECEIVE PROFINET CBA FTP Services | SEND/RECEIVE FETCH/WRITE | PG/OP communication* S7 communication* SEND/RECEIVE FETCH/WRITE HTML process monitoring PROFINET CBA PROFINET IO FTP Services
* PC only as client
** S7-400 as PROFINET IO controller and S7-300 as PROFINET IO device or controller
from S7-CPs for Industrial Ethernet Configuring and Commissioning